## PermitsByMonth
Permit | Class | Description | Project | Address | Issued | COMPANY
BUILD-016278-2022 | Residential Solar | INSTALL ROOF MOUNTED SOLAR SYSTEM WITH PANELS TO AN EXISTING SINGLE FAMILY RESIDENCE. NUMBER OF PANELS: 11. Kilowatts: 4.18 |  | 6734 WINDY PALM | 44866 | ION Solar Permit Department
BUILD-016228-2022 | Water Heater | REMOVE & REPLACE EXISTING WATER HEATER WITH SEISMIC STRAPS (REQUIRED) AT THE SAME LOCATION IN A SINGLE FAMILY RESIDENCE, SAME FOR SAME. INSPECTION REQUIRED FOR THIS INSTALLATION. * NOT TANKLESS * |  | 8225 SAN MATEO | 44866 | Precision Plumbing Tom Gaede
BUILD-015981-2022 | Patio | INSTALL/CONSTRUCT A NEW PATIO COVER ATTACHED TO THE SINGLE FAMILY RESIDENCE. SEE APPROVED PLANS FOR COMPLETE DETAILS. SIZE: 10X30. SQUARE FOOTAGE: 300.0,, # OF FOOTINGS: 0. PATIO TYPE: Solid. EXISTING SLAB: Existing Concrete Slab. |  | 4525 RED POPPY | 44866 | ALL STAR PATIOS INC.
BUILD-016245-2022 | AC Change Out | CHANGE OUT AC UNIT(S) IN A SINGLE FAMILY RESIDENCE, SAME FOR SAME. INSPECTION REQUIRED FOR THIS INSTALLATION. |  | 4852 BLUE ROSE | 44866 | Goettl Air Conditioning Mina Ibarra
BUILD-016305-2022 | Plumbing Replacement | REPLACE EXISTING PLUMBING LINE/CONNECTION WITHIN A SINGLE FAMILY RESIDENCE, SAME FOR SAME. INSPECTION REQUIRED. |  | 703 CARLITOS | 44866 | anytime plumbing Dalinda Hairston
BUILD-016286-2022 | Residential Solar | INSTALL ROOF MOUNTED SOLAR SYSTEM WITH PANELS TO AN EXISTING SINGLE FAMILY RESIDENCE. NUMBER OF PANELS: 20. Kilowatts: 8 |  | 7010 STONE CACTUS | 44866 | Live Smart Automation Brandon Searle
BUILD-014424-2022 | Fence Residential | INSTALL/CONSTRUCT A NEW BLOCK/RETAINING WALL IN A SINGLE FAMILY RESIDENCE. SEE APPROVED PLANS FOR COMPLETE DETAILS. |  | 2301 LANGDON | 44866 | Dwr enterprises David Rasmussen
BUILD-015295-2022 | Rehab | REHAB DUE TO FIRE/WATER OR VEHICLE DAMAGE. SEE APPROVED PLANS OR SCOPE OF WORK FOR COMPLETE DETAILS. INCLUDES PLUMBING - ROCKY POINT PLUMBING AND ELECTRICAL - WILLIAMS ELECTRIC. |  | 6320 LEGEND FALLS | 44866
BUILD-016247-2022 | AC Change Out | CHANGE OUT AC UNIT(S) IN A SINGLE FAMILY RESIDENCE, SAME FOR SAME. INSPECTION REQUIRED FOR THIS INSTALLATION. |  | 3709 GRANADA GORGE | 44866 | Air Done Right Inc. MARK RAWLINS
BUILD-016298-2022 | Water Heater | REMOVE & REPLACE EXISTING WATER HEATER WITH SEISMIC STRAPS (REQUIRED) AT THE SAME LOCATION IN A SINGLE FAMILY RESIDENCE, SAME FOR SAME. INSPECTION REQUIRED FOR THIS INSTALLATION. * NOT TANKLESS * |  | 1120 INDIAN HEDGE | 44866 | LAS VEGAS PEACH, LLC EVELYN GONZALEZ
BUILD-016253-2022 | Residential Solar | INSTALL ROOF MOUNTED SOLAR SYSTEM WITH PANELS TO AN EXISTING SINGLE FAMILY RESIDENCE. NUMBER OF PANELS: 22. Kilowatts: 8.36 |  | 4120 JUANITA MAY | 44866 | ION Solar Permit Department
BUILD-016248-2022 | Residential Solar | INSTALL ROOF MOUNTED SOLAR SYSTEM WITH PANELS TO AN EXISTING SINGLE FAMILY RESIDENCE. NUMBER OF PANELS: 31. Kilowatts: 12.555 |  | 6043 CAPE CLAIRMONT | 44866 | SUNRUN BRANDY PALCHETTI
BUILD-016297-2022 | Water Heater | REMOVE & REPLACE EXISTING WATER HEATER WITH SEISMIC STRAPS (REQUIRED) AT THE SAME LOCATION IN A SINGLE FAMILY RESIDENCE, SAME FOR SAME. INSPECTION REQUIRED FOR THIS INSTALLATION. * NOT TANKLESS * |  | 3933 ROBIN KNOT | 44866 | LAS VEGAS PEACH, LLC EVELYN GONZALEZ
BUILD-016020-2022 | Patio | INSTALL/CONSTRUCT A NEW PATIO COVER ATTACHED TO THE SINGLE FAMILY RESIDENCE. SEE APPROVED PLANS FOR COMPLETE DETAILS. SIZE: 13x23. SQUARE FOOTAGE: 299.0,, # OF FOOTINGS: 2. PATIO TYPE: Solid. EXISTING SLAB: Dirt. |  | 1712 BENT ARROW | 44866 | ULTRA PATIOS
EXT-016236-2022 | Permit Extension | *SEE OCP-010572-2022 FOR EXTENDED PERMIT* |  |  | 44866 | LAS VEGAS PAVING Michael Stanton
BUILD-010646-2022 | Fence Residential | INSTALL/CONSTRUCT A NEW BLOCK/RETAINING WALL IN A SINGLE FAMILY RESIDENCE. SEE APPROVED PLANS FOR COMPLETE DETAILS. |  |  | 44866 | Hirschi Masonry, LLC Jessenia Abrego
BUILD-016246-2022 | Residential Solar | INSTALL ROOF MOUNTED SOLAR SYSTEM WITH PANELS TO AN EXISTING SINGLE FAMILY RESIDENCE. NUMBER OF PANELS: 16. Kilowatts: 6.48 |  | 2304 TONOPAH | 44866 | SUNRUN BRANDY PALCHETTI
BUILD-016280-2022 | Water Heater | REMOVE & REPLACE EXISTING WATER HEATER WITH SEISMIC STRAPS (REQUIRED) AT THE SAME LOCATION IN A SINGLE FAMILY RESIDENCE, SAME FOR SAME. INSPECTION REQUIRED FOR THIS INSTALLATION. * NOT TANKLESS * |  | 2418 PARASAIL POINT | 44866 | Dockside Plumbing Chris becherer
BUILD-012304-2022 | Tenant Improvement | NORTH VISTA BEHAVIORAL HEALTH FACILTY- TI 10/26/2022 - THIS IS NO LONGER SELFCERT PERMIT SINCE IT IS OCCUPANCY GROUP I-2./es COMBINATION PERMIT: 10,750 SF INTERIOR TENANT IMPROVEMENT IN EXISTING COMMERCIAL BUILDING. INCLUDES ELECTRICAL - MOJAVE ELECTRIC, MECHANICAL - BB MECHANICAL, AND PLUMBING - GHALLAGER PLUMBING. VERIFIED 21 PLUMBING FIXTURES PREVIOUSLY DEMOLISHED UNDER PERMIT 5608-2022 THAT WERE PREVIOUSLY PAID @ OFFICE RATE. NEW SEWER FEES ASSESSED BASED ON 24 BEDS @ "HOSPITAL" RATE. SEE APPROVED PLANS FOR COMPLETE DETAILS. CONTACT LEE NORSWORTHY 702-367-6900 lee@kga.design |  | 1301 LAKE MEAD | 44866 | LAYTON CONSTRUCTION CO., INC. LAYTON CONSTRUCTION CO., INC.
BUILD-015980-2022 | Patio | INSTALL/CONSTRUCT A NEW PATIO COVER ATTACHED TO THE SINGLE FAMILY RESIDENCE. SEE APPROVED PLANS FOR COMPLETE DETAILS. SIZE: 15X20. SQUARE FOOTAGE: 300.0,, # OF FOOTINGS: 4 @ 32" cu. PATIO TYPE: Solid. EXISTING SLAB: Dirt. |  | 4128 PORTICELLA | 44866 | ALL STAR PATIOS INC.
BUILD-016299-2022 | Water Heater | REMOVE & REPLACE EXISTING WATER HEATER WITH SEISMIC STRAPS (REQUIRED) AT THE SAME LOCATION IN A SINGLE FAMILY RESIDENCE, SAME FOR SAME. INSPECTION REQUIRED FOR THIS INSTALLATION. * NOT TANKLESS * |  | 3417 LAPWING | 44866 | Sierra LLC Sierra LLC
EXT-016232-2022 | Permit Extension | *SEE OCP-010758-2022 FOR EXTENDED PERMIT* |  |  | 44866 | RELIANT CONSTRUCTION Michael Zetz
BUILD-016296-2022 | Plumbing Replacement | REPLACE EXISTING PLUMBING LINE/CONNECTION WITHIN A SINGLE FAMILY RESIDENCE, SAME FOR SAME. INSPECTION REQUIRED. |  | 4224 FORNAX | 44866 | Plumbing Innovations Rory Griffith
BUILD-016263-2022 | Water Heater | REMOVE & REPLACE EXISTING WATER HEATER WITH SEISMIC STRAPS (REQUIRED) AT THE SAME LOCATION IN A SINGLE FAMILY RESIDENCE, SAME FOR SAME. INSPECTION REQUIRED FOR THIS INSTALLATION. * NOT TANKLESS * |  | 5855 VALLEY | 44866 | Precision Plumbing Tom Gaede
BUILD-015001-2022 | New | SELFCERT- SILVER STATE COMMERCE CENTER PHASE 4- NEW COMBINATION PERMIT: CONSTRUCT A NEW 172,424 SF COMMERCIAL WAREHOUSE BUILDING. INCLUDES (???) TRASH ENCLOSURES AND ??? LF OF ??? HIGH BLOCK WALL. QAA REQUIRED ON ITEMS: C, G, M, S, W, Xb, Xe, AND Xf BY NINYO AND MOORE AND Xi BY NATIONAL FIELD SERVICES. INCLUDES ELECTRICAL - ABLE ELECTRIC, MECHANICAL - SELECT AIR, AND PLUMBING - BORLASE PLUMBING. *NO NEW PLUMBING FIXTURES*. SEE JOBSITE COPY OF SELFCERTIFIED PLANS FOR COMPLETE DETAILS CONTACT: CHRIS GALINDO 949-554-8573 chris@hparchs.com |  | 1205 ALEXANDER | 44866 | TWC CONSTRUCTION TWC CONSTRUCTION
BUILD-014573-2022 | Fire Protection System | INSTALL FIRE PROTECTION SYSTEM IN A COMMERCIAL BUILDING. SEE APPROVED PLANS FOR COMPLETE DETAILS. |  | 7618 DECATUR | 44866 | ON GUARD FIRE PROTECTION
BUILD-016244-2022 | AC Change Out | CHANGE OUT AC UNIT(S) IN A SINGLE FAMILY RESIDENCE, SAME FOR SAME. INSPECTION REQUIRED FOR THIS INSTALLATION. |  | 1881 ALEXANDER | 44866 | Air Done Right Inc. MARK RAWLINS
BUILD-016233-2022 | Residential Solar | INSTALL ROOF MOUNTED SOLAR SYSTEM WITH PANELS TO AN EXISTING SINGLE FAMILY RESIDENCE. NUMBER OF PANELS: 40. Kilowatts: 14.8 |  | 1633 PATRICIA | 44866 | RG Electric, Inc Christie Garhardt
BUILD-012734-2022 | Addition | *RADIAL - PALLET RACK INSTALL PALLET RACKING IN (2) AREAS OF THE WAREHOUSE BUILDING. QAA REQUIRED ON ITEMS: XB BY TERRACON . SEE APPROVED PLANS FOR COMPLETE DETAILS. CONTACT: DAVID CASTILLEJOS 818-480-6556 david@taborstorage.com |  | 4130 5TH | 44866 | SUPERIOR INSTALLATION SERVICES, INC.
BUILD-014580-2022 | Fire Protection System | INSTALL FIRE PROTECTION SYSTEM IN A COMMERCIAL BUILDING. SEE APPROVED PLANS FOR COMPLETE DETAILS. |  | 7618 DECATUR | 44866 | ON GUARD FIRE PROTECTION
BUILD-016249-2022 | Residential Solar | INSTALL ROOF MOUNTED SOLAR SYSTEM WITH PANELS TO AN EXISTING SINGLE FAMILY RESIDENCE. NUMBER OF PANELS: 29. Kilowatts: 11.745 |  | 3329 BLAKE | 44866 | SUNRUN BRANDY PALCHETTI
BUILD-016340-2022 | Water Heater | REMOVE & REPLACE EXISTING WATER HEATER WITH SEISMIC STRAPS (REQUIRED) AT THE SAME LOCATION IN A SINGLE FAMILY RESIDENCE, SAME FOR SAME. INSPECTION REQUIRED FOR THIS INSTALLATION. * NOT TANKLESS * |  | 5428 INDIGO RIDGE | 44867 | Yes! Air Conditioning and Plumbing Rebecca McKeown
BUILD-016262-2022 | Residential Sprinkler | INSTALL NEW FIRE SPRINKLER SYSTEM. SEE LETTER FOR COMPLETE DETAILS. Approved sprinkler plans permit number: 449-2021 REV 1 Suite/Unit: BLDG 82 ¦ LOT 353 |  | 2646 MATADOR RED | 44867 | On Guard Fire Protection Evelia Gomez
BUILD-016283-2022 | Residential Sprinkler | INSTALL NEW FIRE SPRINKLER SYSTEM. SEE LETTER FOR COMPLETE DETAILS. Approved sprinkler plans permit number: 269-2022 Suite/Unit: BLDG 129 ¦ LOT 599 |  | 2877 TWILIGHT GREEN | 44867 | On Guard Fire Protection Evelia Gomez
BUILD-013640-2022 | Sign | INSTALL A NEW SIGN ON A COMMERCIAL BUILDING. SEE APPROVED PLANS FOR COMPLETE DETAILS. **QAA FOR ITEM "S" NEEDED ¦¦ AHL |  | 1250 CRAIG | 44867 | High Impact Sign and Design Jimmy Nicholson
EXT-016301-2022 | Permit Extension | *BUILDING PERMIT EXTENSION* |  |  | 44867 | JBM UNDERGROUND Alicia Rosequist
BUILD-016312-2022 | Residential Solar | INSTALL ROOF MOUNTED SOLAR SYSTEM WITH PANELS TO AN EXISTING SINGLE FAMILY RESIDENCE. NUMBER OF PANELS: 49. Kilowatts: 19.6 |  | 7009 ARCADIA CREEK | 44867 | Titan Solar Power NV Inc. Joselyne Gallegos
BUILD-016289-2022 | Residential Sprinkler | INSTALL NEW FIRE SPRINKLER SYSTEM. SEE LETTER FOR COMPLETE DETAILS. Approved sprinkler plans permit number: 408-2022 Suite/Unit: LOT 612 |  | 6851 EVENING ORCHID | 44867 | On Guard Fire Protection Evelia Gomez
BUILD-016281-2022 | Residential Sprinkler | INSTALL NEW FIRE SPRINKLER SYSTEM. SEE LETTER FOR COMPLETE DETAILS. Approved sprinkler plans permit number: 270-2022 Suite/Unit: BLDG 128 ¦ LOT 597 |  | 2882 TWILIGHT GREEN | 44867 | On Guard Fire Protection Evelia Gomez
BUILD-016322-2022 | Residential Solar | INSTALL ROOF MOUNTED SOLAR SYSTEM WITH PANELS TO AN EXISTING SINGLE FAMILY RESIDENCE. NUMBER OF PANELS: 15. Kilowatts: 5.55 |  | 1069 STRIGOSE | 44867 | TELT VENTURES LLC dba 1Solar Lauren Norris
BUILD-014575-2022 | Fire Protection System | INSTALL FIRE PROTECTION SYSTEM IN A COMMERCIAL BUILDING. SEE APPROVED PLANS FOR COMPLETE DETAILS. |  | 7618 DECATUR | 44867 | ON GUARD FIRE PROTECTION
BUILD-016284-2022 | Residential Sprinkler | INSTALL NEW FIRE SPRINKLER SYSTEM. SEE LETTER FOR COMPLETE DETAILS. Approved sprinkler plans permit number: 268-2022 Suite/Unit: BLDG 129 ¦ LOT 600 |  | 2881 TWILIGHT GREEN | 44867 | On Guard Fire Protection Evelia Gomez
BUILD-015105-2022 | New | 11/2/22 QAA REQUIRED ON ITEM Xb BY 3B ENGINEERING...PN What type of pool is being built? Gunite Pool Square Footage: 395 Pool Number of Gallons: 10300 Does this permit include a Spa? Yes Spa Square Footage: 38 Spa Number of Gallons: 1000 Deck Square Footage: 0 Block wall remove/replace: Yes Block wall removal/replace lineal feet: 10 Existing electrical service amps: 200 Lineal feet of underground electrical: 45' Diameter of conduit: 3/4" Gas line type: POLY Heater BTUs: 400K Lineal feet of gas pipe: 50' Diameter of gas pipe: 1-1/2" Mechanical Sub-Contractor: BLUE HAVEN POOLS Plumbing Sub-Contractor: JCP PLUMBING Electrical Sub-Contractor: MURPHY ELECTRIC POOLS |  | 2204 HUMBLE HOLLOW | 44867 | BLUE HAVEN POOLS
BUILD-016180-2022 | New | What type of pool is being built? Gunite Pool Square Footage: 240 Pool Number of Gallons: 6275 Does this permit include a Spa? No Spa Square Footage: 0 Spa Number of Gallons: 0 Deck Square Footage: 755 Block wall remove/replace: No Block wall removal/replace lineal feet: 0 Existing electrical service amps: 200 Lineal feet of underground electrical: 34 Diameter of conduit: 3/4'' Gas line type: PE Heater BTUs: 400000 Lineal feet of gas pipe: 27 Diameter of gas pipe: 1.5 Mechanical Sub-Contractor: Greencare Designs Plumbing Sub-Contractor: Frontier Plumbing Electrical Sub-Contractor: Penny Electric |  | 6939 FEATHER HILL | 44867 | GREENCARE DESIGNS LLC
BUILD-016324-2022 | Panel Upgrade | **SEPARATE PERMIT, PLANS AND VALUATION REQUIRED FOR ELECTRICAL WORK PERFORMED ABOVE AND BEYOND A METER PANEL UPGRADE/CHANGE OUT** REMOVE EXISTING METER PANEL AND INSTALL A NEW METER PANEL AT SAME LOCATION, SAME FOR SAME. MUST CALL FOR INSPECTION. UPGRADE FROM 200 AMPERAGE TO 200 AMPERAGE. |  | 2609 REYNOLDS | 44867 | Pacific Electric Rick Holguin
BUILD-013768-2022 | New | What type of pool is being built? Gunite Pool Square Footage: 468 Pool Number of Gallons: 13171 Does this permit include a Spa? Yes Spa Square Footage: 49 Spa Number of Gallons: 757 Deck Square Footage: 824 Block wall remove/replace: No Block wall removal/replace lineal feet: 0 Existing electrical service amps: 225 Lineal feet of underground electrical: 50 Diameter of conduit: 1" Gas line type: PE Heater BTUs: 400,000 Lineal feet of gas pipe: 45 Diameter of gas pipe: 1 1/2" Mechanical Sub-Contractor: Vintage Pools Plumbing Sub-Contractor: Cortes Plumbing Electrical Sub-Contractor: Murphy Electric |  | 4041 AKIRA | 44867 | VINTAGE POOLS
BUILD-016275-2022 | Residential Sprinkler | INSTALL NEW FIRE SPRINKLER SYSTEM. SEE LETTER FOR COMPLETE DETAILS. Approved sprinkler plans permit number: 270-2022 Suite/Unit: BLDG 122 ¦ LOT 585 |  | 2885 BAHAMA YELLOW | 44867 | On Guard Fire Protection Evelia Gomez
BUILD-016321-2022 | Water Heater | REMOVE & REPLACE EXISTING WATER HEATER WITH SEISMIC STRAPS (REQUIRED) AT THE SAME LOCATION IN A SINGLE FAMILY RESIDENCE, SAME FOR SAME. INSPECTION REQUIRED FOR THIS INSTALLATION. * NOT TANKLESS * |  | 5009 CASSIA TREE | 44867 | RAKEMAN PLUMBING Aaron Hawley
BUILD-016269-2022 | Residential Sprinkler | INSTALL NEW FIRE SPRINKLER SYSTEM. SEE LETTER FOR COMPLETE DETAILS. Approved sprinkler plans permit number: 449-2021 REV 1 Suite/Unit: BLDG 83 ¦ LOT 346 |  | 2637 CHAMPAGNE GOLD | 44867 | On Guard Fire Protection Evelia Gomez
BUILD-016266-2022 | Residential Sprinkler | INSTALL NEW FIRE SPRINKLER SYSTEM. SEE LETTER FOR COMPLETE DETAILS. Approved sprinkler plans permit number: 449-2021 REV 1 Suite/Unit: BLDG 82 ¦ LOT 354 |  | 2650 MATADOR RED | 44867 | On Guard Fire Protection Evelia Gomez
BUILD-016257-2022 | Residential Sprinkler | INSTALL NEW FIRE SPRINKLER SYSTEM. SEE LETTER FOR COMPLETE DETAILS. Approved sprinkler plans permit number: 16895-2021 Suite/Unit: BLDG 81 ¦ LOT 342 |  | 2653 CHAMPAGNE GOLD | 44867 | On Guard Fire Protection Evelia Gomez
BUILD-016343-2022 | AC Change Out | CHANGE OUT AC UNIT(S) IN A SINGLE FAMILY RESIDENCE, SAME FOR SAME. INSPECTION REQUIRED FOR THIS INSTALLATION. |  | 2117 CRAKE | 44867 | Sierra LLC Sierra LLC
EXT-016329-2022 | Permit Extension | *SEE OCP-011684-2022 FOR EXTENDED PERMIT* |  | 2253 CRAIG | 44867 | Vinco Inc Iris Hidalgo-Villa
BUILD-016346-2022 | AC Change Out | CHANGE OUT AC UNIT(S) IN A SINGLE FAMILY RESIDENCE, SAME FOR SAME. INSPECTION REQUIRED FOR THIS INSTALLATION. |  | 2320 CARRIER DOVE | 44867 | SUN COUNTRY HEATING AND COOLING INC . RAYFORD RAYBURN
BUILD-016267-2022 | Residential Sprinkler | INSTALL NEW FIRE SPRINKLER SYSTEM. SEE LETTER FOR COMPLETE DETAILS. Approved sprinkler plans permit number: 449-2021 REV 1 Suite/Unit: BLDG 83 ¦ LOT 345 |  | 2641 CHAMPAGNE GOLD | 44867 | On Guard Fire Protection Evelia Gomez
BUILD-016353-2022 | Residential Solar | INSTALL ROOF MOUNTED SOLAR SYSTEM WITH PANELS TO AN EXISTING SINGLE FAMILY RESIDENCE. NUMBER OF PANELS: 30. Kilowatts: 13.2 |  | 108 BUCK RANCH | 44867 | Arcadia Solar NV LLC Brian Nowak
BUILD-016270-2022 | Residential Sprinkler | INSTALL NEW FIRE SPRINKLER SYSTEM. SEE LETTER FOR COMPLETE DETAILS. Approved sprinkler plans permit number: 449-2021 REV 1 Suite/Unit: BLDG 83 ¦ LOT 351 |  | 2638 MATADOR RED | 44867 | On Guard Fire Protection Evelia Gomez
BUILD-016350-2022 | Residential Solar | INSTALL ROOF MOUNTED SOLAR SYSTEM WITH PANELS TO AN EXISTING SINGLE FAMILY RESIDENCE. NUMBER OF PANELS: 19. Kilowatts: 8.36 |  | 3811 LAMBENT | 44867 | Arcadia Solar NV LLC Brian Nowak
BUILD-016261-2022 | Residential Sprinkler | INSTALL NEW FIRE SPRINKLER SYSTEM. SEE LETTER FOR COMPLETE DETAILS. Approved sprinkler plans permit number: 449-2021 REV 1 Suite/Unit: BLDG 82 ¦ LOT 344 |  | 2645 CHAMPAGNE GOLD | 44867 | On Guard Fire Protection Evelia Gomez
BUILD-015079-2022 | Rehab | RES - REHAB AND SHOWER REMODEL REHAB DUE TO FIRE/WATER OR VEHICLE DAMAGE. NO MECHANICAL OR ELECTRICAL. INCLUDES PLUMBING - COURTESY PLUMBING. SEE APPROVED PLANS OR SCOPE OF WORK FOR COMPLETE DETAILS. |  | 1677 HEATHER OAKS | 44867 | GRAEAGLE CONSTRUCTION AND DEVELOPMENT, LLC
BUILD-016292-2022 | Residential Sprinkler | INSTALL NEW FIRE SPRINKLER SYSTEM. SEE LETTER FOR COMPLETE DETAILS. Approved sprinkler plans permit number: 3428-2022 Suite/Unit: LOT 615 |  | 6863 EVENING ORCHID | 44867 | On Guard Fire Protection Evelia Gomez
BUILD-016251-2022 | Residential Sprinkler | INSTALL NEW FIRE SPRINKLER SYSTEM. SEE LETTER FOR COMPLETE DETAILS. Approved sprinkler plans permit number: 449-2021 REV 1 Suite/Unit: BLDG 80 ¦ LOT 339 |  | 2665 CHAMPAGNE GOLD | 44867 | On Guard Fire Protection Evelia Gomez
BUILD-016338-2022 | Water Heater | REMOVE & REPLACE EXISTING WATER HEATER WITH SEISMIC STRAPS (REQUIRED) AT THE SAME LOCATION IN A SINGLE FAMILY RESIDENCE, SAME FOR SAME. INSPECTION REQUIRED FOR THIS INSTALLATION. * NOT TANKLESS * |  | 5226 OLIVE DALE | 44867 | Yes! Air Conditioning and Plumbing Rebecca McKeown
EXT-016294-2022 | Permit Extension | **BUILDING PERMIT EXTENSION?** |  |  | 44867 | JBM UNDERGROUND Alicia Rosequist
BUILD-016260-2022 | Residential Sprinkler | INSTALL NEW FIRE SPRINKLER SYSTEM. SEE LETTER FOR COMPLETE DETAILS. Approved sprinkler plans permit number: 449-2021 REV 1 Suite/Unit: BLDG 82 ¦ LOT 343 |  | 2649 CHAMPAGNE GOLD | 44867 | On Guard Fire Protection Evelia Gomez
EXT-016317-2022 | Permit Extension | **SEE OCP-006900-2022 FOR EXTENDED PERMIT ** |  |  | 44867 | RP WEDDELL & SONS CO NATE POWERS-SABUGO
BUILD-016320-2022 | Water Heater | REMOVE & REPLACE EXISTING WATER HEATER WITH SEISMIC STRAPS (REQUIRED) AT THE SAME LOCATION IN A SINGLE FAMILY RESIDENCE, SAME FOR SAME. INSPECTION REQUIRED FOR THIS INSTALLATION. * NOT TANKLESS * |  | 1830 NIGHT SHADOW | 44867 | Advanced Home Services andrey Petrushkin
BUILD-016352-2022 | Residential Solar | INSTALL ROOF MOUNTED SOLAR SYSTEM WITH PANELS TO AN EXISTING SINGLE FAMILY RESIDENCE. NUMBER OF PANELS: 21. Kilowatts: 8.4 |  | 4031 LADY FERN | 44867 | Arcadia Solar NV LLC Brian Nowak
BUILD-016259-2022 | Residential Sprinkler | INSTALL NEW FIRE SPRINKLER SYSTEM. SEE LETTER FOR COMPLETE DETAILS. Approved sprinkler plans permit number: 16895-2021 Suite/Unit: BLDG 81 ¦ LOT 356 |  | 2658 MATADOR RED | 44867 | On Guard Fire Protection Evelia Gomez
BUILD-014160-2022 | Misc | HEY DUDE LLC 2 SUITE B- FLOOR PILE STORAGE **THIS IS NOT A PERMIT - THIS IS FOR FIRE REVIEW ONLY** **INSPECTION WILL BE CONDUCTED THROUGH BUSINESS LICENSE** REVIEW OF SOLID PILED STORAGE IN AN EXISTING WAREHOUSE IN SUITE B. SEE APPROVED PLANS BY PATRICK NOBLE FOR COMPLETE DETAILS. CONTACT: JOE NOBLE / NOBLE CONSULTING SERVICES 702-630-8031 JNoble@nobleconsultingservices.com |  | 5450 SLOAN | 44867
BUILD-016354-2022 | Residential Solar | INSTALL ROOF MOUNTED SOLAR SYSTEM WITH PANELS TO AN EXISTING SINGLE FAMILY RESIDENCE. NUMBER OF PANELS: 18. Kilowatts: 7.2 |  | 403 STEPHEN CLEAR | 44867 | Arcadia Solar NV LLC Brian Nowak
BUILD-016291-2022 | Residential Sprinkler | INSTALL NEW FIRE SPRINKLER SYSTEM. SEE LETTER FOR COMPLETE DETAILS. Approved sprinkler plans permit number: 17012-2021 REV 1 Suite/Unit: LOT 614 |  | 6859 EVENING ORCHID | 44867 | On Guard Fire Protection Evelia Gomez
EXT-016303-2022 | Permit Extension | *SEE GRD-017405-2021 FOR EXTENDED PERMIT* |  |  | 44867 | CAPRIATI CONSTRUCTION CORP Cliff Goodrich
BUILD-016309-2022 | Meter Tag | RESIDENTIAL ELECTRICAL METER TAG ONLY- NO REPAIRS. MUST CALL FOR INSPECTION. |  | 1401 NELSON | 44867 | Penny Electric, LLC Cole Penny
EXT-016300-2022 | Permit Extension | *BUILDING PERMIT EXTENSION* |  |  | 44867 | JBM UNDERGROUND Alicia Rosequist
BUILD-015504-2022 | New | What type of pool is being built? Gunite Pool Square Footage: 284 Pool Number of Gallons: 7500 Does this permit include a Spa? Yes Spa Square Footage: 42 Spa Number of Gallons: 1000 Deck Square Footage: 350 Block wall remove/replace: Yes Block wall removal/replace lineal feet: 10 Existing electrical service amps: 225 Lineal feet of underground electrical: 95' Diameter of conduit: 3/4" Gas line type: poly Heater BTUs: 400k Lineal feet of gas pipe: 107' Diameter of gas pipe: 1-1/2" Mechanical Sub-Contractor: Blue Haven Pools Plumbing Sub-Contractor: JCP Plumbing Electrical Sub-Contractor: Murphy Electric Pools |  | 4439 STARDUSK FALLS | 44867 | BLUE HAVEN POOLS
BUILD-016254-2022 | Residential Sprinkler | INSTALL NEW FIRE SPRINKLER SYSTEM. SEE LETTER FOR COMPLETE DETAILS. Approved sprinkler plans permit number: 449-2021 REV 1 Suite/Unit: BLDG 80 ¦ LOT 357 |  | 2662 MATADOR RED | 44867 | On Guard Fire Protection Evelia Gomez
BUILD-016282-2022 | Residential Sprinkler | INSTALL NEW FIRE SPRINKLER SYSTEM. SEE LETTER FOR COMPLETE DETAILS. Approved sprinkler plans permit number: 269-2022 Suite/Unit: BLDG 128 ¦ LOT 598 |  | 2878 TWILIGHT GREEN | 44867 | On Guard Fire Protection Evelia Gomez
BUILD-016277-2022 | Residential Sprinkler | INSTALL NEW FIRE SPRINKLER SYSTEM. SEE LETTER FOR COMPLETE DETAILS. Approved sprinkler plans permit number: 268-2022 Suite/Unit: BLDG 127 ¦ LOT 595 |  | 2890 TWILIGHT GREEN | 44867 | On Guard Fire Protection Evelia Gomez
BUILD-016293-2022 | Residential Sprinkler | INSTALL NEW FIRE SPRINKLER SYSTEM. SEE LETTER FOR COMPLETE DETAILS. Approved sprinkler plans permit number: 1141-2022 Suite/Unit: LOT 616 |  | 6867 EVENING ORCHID | 44867 | On Guard Fire Protection Evelia Gomez
EXT-016345-2022 | Permit Extension | *DUPLICATE REQUEST - OCP-002063-2022 WAS EXTENDED 10/24/2022* |  |  | 44867 | Cedco Inc Alexa Runkle
BUILD-016256-2022 | Residential Sprinkler | INSTALL NEW FIRE SPRINKLER SYSTEM. SEE LETTER FOR COMPLETE DETAILS. Approved sprinkler plans permit number: 16895-2021 Suite/Unit: BLDG 81 ¦ LOT 341 |  | 2657 CHAMPAGNE GOLD | 44867 | On Guard Fire Protection Evelia Gomez
EXT-016347-2022 | Permit Extension | *SEE OCP-006694-2022 FOR EXTENDED PERMIT* |  |  | 44867 | Cedco Inc Alexa Runkle
BUILD-016255-2022 | Residential Sprinkler | INSTALL NEW FIRE SPRINKLER SYSTEM. SEE LETTER FOR COMPLETE DETAILS. Approved sprinkler plans permit number: 449-2021 REV 1 Suite/Unit: BLDG 80 ¦ LOT 358 |  | 2666 MATADOR RED | 44867 | On Guard Fire Protection Evelia Gomez
BUILD-015707-2022 | Commercial | *LAS6 LVPM UPGRADE- ELECTRICAL INSTALL (3) ARC FLASH RELAYS ADJACENT TO EACH SWITH GEAR. PLEASE SEE APPROVED PLANS FOR COMPLETE DETAILS. CONTACT WILLIAM MORRISON 206-915-0492 will@redselectricnw.com |  | 4550 NEXUS | 44867
BUILD-016285-2022 | Residential Sprinkler | INSTALL NEW FIRE SPRINKLER SYSTEM. SEE LETTER FOR COMPLETE DETAILS. Approved sprinkler plans permit number: 270-2022 Suite/Unit: BLDG 130 ¦ LOT 601 |  | 2885 TWILIGHT GREEN | 44867 | On Guard Fire Protection Evelia Gomez
BUILD-016351-2022 | Residential Solar | INSTALL ROOF MOUNTED SOLAR SYSTEM WITH PANELS TO AN EXISTING SINGLE FAMILY RESIDENCE. NUMBER OF PANELS: 14. Kilowatts: 5.6 |  | 610 DESCUBIR | 44867 | Arcadia Solar NV LLC Brian Nowak
BUILD-016279-2022 | Residential Sprinkler | INSTALL NEW FIRE SPRINKLER SYSTEM. SEE LETTER FOR COMPLETE DETAILS. Approved sprinkler plans permit number: 268-2022 Suite/Unit: BLDG 127 ¦ LOT 596 |  | 2886 TWILIGHT GREEN | 44867 | On Guard Fire Protection Evelia Gomez
BUILD-016276-2022 | Residential Sprinkler | INSTALL NEW FIRE SPRINKLER SYSTEM. SEE LETTER FOR COMPLETE DETAILS. Approved sprinkler plans permit number: 270-2022 Suite/Unit: BLDG 122 ¦ LOT 586 |  | 2889 BAHAMA YELLOW | 44867 | On Guard Fire Protection Evelia Gomez
EXT-016304-2022 | Permit Extension | *BUILDING PERMIT EXTENSION* |  |  | 44867 | JBM UNDERGROUND Alicia Rosequist
BUILD-016252-2022 | Residential Sprinkler | INSTALL NEW FIRE SPRINKLER SYSTEM. SEE LETTER FOR COMPLETE DETAILS. Approved sprinkler plans permit number: 449-2021 REV 1 Suite/Unit: BLDG 80 ¦ LOT 340 |  | 2661 CHAMPAGNE GOLD | 44867 | On Guard Fire Protection Evelia Gomez
BUILD-016165-2022 | Water Heater (Tankless) | REMOVE & REPLACE EXISTING WATER HEATER WITH TANKLESS WATER HEATER. INSPECTION REQUIRED FOR THIS INSTALLATION. |  | 3704 VINCELLI | 44867 | LAS VEGAS PEACH, LLC EVELYN GONZALEZ
BUILD-016258-2022 | Residential Sprinkler | INSTALL NEW FIRE SPRINKLER SYSTEM. SEE LETTER FOR COMPLETE DETAILS. Approved sprinkler plans permit number: 16895-2021 Suite/Unit: BLDG 81 ¦ LOT 355 |  | 2654 MATADOR RED | 44867 | On Guard Fire Protection Evelia Gomez
BUILD-016273-2022 | Residential Sprinkler | INSTALL NEW FIRE SPRINKLER SYSTEM. SEE LETTER FOR COMPLETE DETAILS. Approved sprinkler plans permit number: 268-2022 Suite/Unit: BLDG 121 ¦ LOT 584 |  | 2881 BAHAMA YELLOW | 44867 | On Guard Fire Protection Evelia Gomez
BUILD-016287-2022 | Residential Sprinkler | INSTALL NEW FIRE SPRINKLER SYSTEM. SEE LETTER FOR COMPLETE DETAILS. Approved sprinkler plans permit number: 270-2022 Suite/Unit: BLDG 130 ¦ LOT 602 |  | 2889 TWILIGHT GREEN | 44867 | On Guard Fire Protection Evelia Gomez
BUILD-016272-2022 | Residential Sprinkler | INSTALL NEW FIRE SPRINKLER SYSTEM. SEE LETTER FOR COMPLETE DETAILS. Approved sprinkler plans permit number: 269-2022 Suite/Unit: BLDG 121 ¦ LOT 583 |  | 2877 BAHAMA YELLOW | 44867 | On Guard Fire Protection Evelia Gomez
BUILD-016271-2022 | Residential Sprinkler | INSTALL NEW FIRE SPRINKLER SYSTEM. SEE LETTER FOR COMPLETE DETAILS. Approved sprinkler plans permit number: 449-2021 REV 1 Suite/Unit: BLDG 83 ¦ LOT 352 |  | 2642 MATADOR RED | 44867 | On Guard Fire Protection Evelia Gomez
BUILD-016349-2022 | Residential Solar | INSTALL ROOF MOUNTED SOLAR SYSTEM WITH PANELS TO AN EXISTING SINGLE FAMILY RESIDENCE. NUMBER OF PANELS: 16. Kilowatts: 7.04 |  | 412 HELLEBORES | 44867 | Arcadia Solar NV LLC Brian Nowak
BUILD-016290-2022 | Residential Sprinkler | INSTALL NEW FIRE SPRINKLER SYSTEM. SEE LETTER FOR COMPLETE DETAILS. Approved sprinkler plans permit number: 3428-2022 Suite/Unit: LOT 613 |  | 6855 EVENING ORCHID | 44867 | On Guard Fire Protection Evelia Gomez
EXT-016295-2022 | Permit Extension | **BUILDING PERMIT EXTENSION** |  |  | 44867 | JBM UNDERGROUND Alicia Rosequist
BUILD-016150-2022 | Sign | INSTALL A NEW SIGN ON A COMMERCIAL BUILDING. SEE APPROVED PLANS FOR COMPLETE DETAILS. |  | 3445 CHEYENNE | 44867 | High Impact Sign and Design Jimmy Nicholson
BUILD-016314-2022 | Residential Solar | INSTALL ROOF MOUNTED SOLAR SYSTEM WITH PANELS TO AN EXISTING SINGLE FAMILY RESIDENCE. NUMBER OF PANELS: 47. Kilowatts: 17.86 |  | 4612 KENNY | 44867 | Titan Solar Power NV Inc. Joselyne Gallegos
BUILD-016288-2022 | Residential Sprinkler | INSTALL NEW FIRE SPRINKLER SYSTEM. SEE LETTER FOR COMPLETE DETAILS. Approved sprinkler plans permit number: 1141-2022 Suite/Unit: LOT 611 |  | 6847 EVENING ORCHID | 44867 | On Guard Fire Protection Evelia Gomez
EXT-016365-2022 | Permit Extension | *SEE OCP-006521-2022 FOR EXTENDED PERMIT* |  |  | 44868 | VT CONSTRUCTION Skyler-Lynn Tattam
EXT-016394-2022 | Permit Extension | *SEE OCP-11935-2022 FOR EXTENDED PERMIT* |  |  | 44868 | XRAM EXCAVATION Kimberly Marx
BUILD-013723-2022 | Alteration | FRAUGHT RES- ALTERATIONS REMOVE EXISITING SLIDING DOOR, CREATE LARGER OPENING AND REPLACE WITH NEW TEMPERED 4 PANEL SLIDING GLASS DOOR. QAA REQUIRED ON ITEMS: W AND Xb BY CONSTRUCTION TESTING SERVICES. INCLUDES ELECTRICAL - ECO ELECTRIC. SEE APPROVED PLANS FOR COMPLETE DETAILS. CONTACT PATRICK GEORGE 702-994-1556 pgeorge@rbanevada.com |  | 1018 BRILLIANT MEADOW | 44868 | SUN CITY REPLACEMENT WINDOWS, LLC
BUILD-016390-2022 | AC Change Out | CHANGE OUT AC UNIT(S) IN A SINGLE FAMILY RESIDENCE, SAME FOR SAME. INSPECTION REQUIRED FOR THIS INSTALLATION. |  | 2214 FARMOUTH | 44868 | Allstate Service Group Alexander Neiman
BUILD-015623-2022 | Patio | INSTALL/CONSTRUCT A NEW PATIO COVER ATTACHED TO THE SINGLE FAMILY RESIDENCE. SEE APPROVED PLANS FOR COMPLETE DETAILS. SIZE: 10 x 21. SQUARE FOOTAGE: 210.0,, # OF FOOTINGS: N/A. PATIO TYPE: Solid. EXISTING SLAB: Existing Concrete Slab. |  | 5629 EASTER ISLAND | 44868 | BELLA PATIO LLC
BUILD-014904-2022 | Fire Protection System | INSTALL FIRE PROTECTION SYSTEM IN A COMMERCIAL BUILDING. SEE APPROVED PLANS FOR COMPLETE DETAILS. |  |  | 44868 | ON GUARD FIRE PROTECTION
EXT-016368-2022 | Permit Extension | *SEE IOCP-012123-2022 FOR EXTENDED PERMIT* |  |  | 44868 | Vinco Inc Iris Hidalgo-Villa
BUILD-012329-2022 | New | What type of pool is being built? Gunite Pool Square Footage: 342 Pool Number of Gallons: 10280 Does this permit include a Spa? Yes Spa Square Footage: 49 Spa Number of Gallons: 950 Deck Square Footage: 299 Block wall remove/replace: Yes Block wall removal/replace lineal feet: 3 Existing electrical service amps: 200 Lineal feet of underground electrical: 88 Diameter of conduit: 1" Gas line type: Poly Heater BTUs: 400K Lineal feet of gas pipe: 95 Diameter of gas pipe: 1 1/2" Mechanical Sub-Contractor: Anthony & sylvan Pools Plumbing Sub-Contractor: JCP Plumbing INC Electrical Sub-Contractor: Murphy Electric |  | 6210 OSAKA PEARL | 44868
BUILD-016373-2022 | Residential Solar | INSTALL ROOF MOUNTED SOLAR SYSTEM WITH PANELS TO AN EXISTING SINGLE FAMILY RESIDENCE. NUMBER OF PANELS: 12. Kilowatts: 4.8 |  | 2726 FIERCE STAR | 44868 | Elevation Solar Jerry Coleman
BUILD-016367-2022 | AC Change Out | CHANGE OUT AC UNIT(S) IN A SINGLE FAMILY RESIDENCE, SAME FOR SAME. INSPECTION REQUIRED FOR THIS INSTALLATION. |  | 5636 SERENITY HAVEN | 44868 | LV Precision Air Nina Hangach
EXT-016386-2022 | Permit Extension | *SEE PW72260 FOR EXTENDED PERMIT* |  |  | 44868 | Western States Contracting Inc. Hilarry Rodriguez
BUILD-016215-2022 | Demo | TEXAS STATION CHILDREN CHOICE LEARNING CARE BLDG- DEMO **APPLICANT MUST SCHEDULE AND HAVE INSPECTIONS OF THE BUILDING FOR THE PURPOSE OF A FIXTURE COUNT "PRIOR TO" DEMOLITION FOR SEWER FIXTURE VERIFICATION.** **CONTRACTOR MUST CONTACT AND OBTAIN ALL APPLICABLE PERMITS FROM SOUTHERN NEVADA HEALTH DISTRICT.** PZ - ALL FREESTANDING SIGNS TO BE DEMOLISHED AS WELL. - SR COMPLETE DEMOLITION OF AN EXISTING 19,116 SF BUILDING AND SIGNS. DEMO TO INCLUDE ASPHALT, FOOTINGS, SLABS, AND LANDSCAPING BACK TO DIRT. *CONTRACTOR MUST CONTACT AND OBTAIN CLARK COUNTY DUST CONTROL PERMIT AND ASBESTOS REPORT. *CONTRACTOR MUST CONTACT AND OBTAIN ALL APPLICABLE PERMITS FROM SOUTHERN NEVADA HEALTH DISTRICT*. ALL UTILITIES TO BE CAPPED OFF @ SIDEWALK OR TELEPHONE POLES.* **MUST CALL BUILDING DEPT FOR INSPECTION PRIOR TO DEMO.** SEE APPROVED PLANS FOR COMPLETE DETAILS. CONTACT: TROY GREELEY 702-491-5086 tgreeley@lvdemolition.com |  | 3755 LAKE MEAD | 44868 | CATANIA, JOE
BUILD-016400-2022 | Water Heater | REMOVE & REPLACE EXISTING WATER HEATER WITH SEISMIC STRAPS (REQUIRED) AT THE SAME LOCATION IN A SINGLE FAMILY RESIDENCE, SAME FOR SAME. INSPECTION REQUIRED FOR THIS INSTALLATION. * NOT TANKLESS * |  | 4368 MEADOWLARK WING | 44868 | American Brothers LLC Miguel Licea
BUILD-016363-2022 | Residential Solar | INSTALL ROOF MOUNTED SOLAR SYSTEM WITH PANELS TO AN EXISTING SINGLE FAMILY RESIDENCE. NUMBER OF PANELS: 12. Kilowatts: 4.8 |  | 2670 FIERCE STAR | 44868 | Elevation Solar Jerry Coleman
BUILD-016382-2022 | Residential Solar | INSTALL ROOF MOUNTED SOLAR SYSTEM WITH PANELS TO AN EXISTING SINGLE FAMILY RESIDENCE. NUMBER OF PANELS: 32. Kilowatts: 12.16 |  | 525 EVERETT RIDGE | 44868 | SOL-UP Frank Rieger
EXT-016369-2022 | Permit Extension | *DUPLICATE REQUEST - OCP-00683-2022 WAS EXTENDED ON 8/2/2022* |  |  | 44868 | OLSON PRECAST COMPANY Jason Metsker
BUILD-016391-2022 | Residential Solar | INSTALL ROOF MOUNTED SOLAR SYSTEM WITH PANELS TO AN EXISTING SINGLE FAMILY RESIDENCE. NUMBER OF PANELS: 25. Kilowatts: 9.5 |  | 2127 BREWER | 44868 | ION Solar Permit Department
EXT-016392-2022 | Permit Extension | *SEE OCP-007233-2022 FOR EXTENDED PERMIT* |  |  | 44868 | XRAM EXCAVATION Kimberly Marx
BUILD-016360-2022 | Residential Solar | INSTALL ROOF MOUNTED SOLAR SYSTEM WITH PANELS TO AN EXISTING SINGLE FAMILY RESIDENCE. NUMBER OF PANELS: 12. Kilowatts: 4.8 |  | 2729 STORMY STAR | 44868 | Elevation Solar Jerry Coleman
BUILD-016374-2022 | Residential Solar | INSTALL ROOF MOUNTED SOLAR SYSTEM WITH PANELS TO AN EXISTING SINGLE FAMILY RESIDENCE. NUMBER OF PANELS: 32. Kilowatts: 12.8 |  | 1808 PEYTON STEWART | 44868 | Tephra Solar Steve Slemboski
BUILD-016412-2022 | Water Heater | REMOVE & REPLACE EXISTING WATER HEATER WITH SEISMIC STRAPS (REQUIRED) AT THE SAME LOCATION IN A SINGLE FAMILY RESIDENCE, SAME FOR SAME. INSPECTION REQUIRED FOR THIS INSTALLATION. * NOT TANKLESS * |  | 5813 KEYSTONE CREST | 44868 | Yes! Air Conditioning and Plumbing Rebecca McKeown
EXT-016405-2022 | Permit Extension | *SEE OCP-012069-2022 FOR EXTENDED PERMIT* |  |  | 44868 | SOUTHWEST GAS CORPORATION SWG Corporation SOUTHWEST GAS CORPORATION
BUILD-016389-2022 | Residential Solar | INSTALL ROOF MOUNTED SOLAR SYSTEM WITH PANELS TO AN EXISTING SINGLE FAMILY RESIDENCE. NUMBER OF PANELS: 36. Kilowatts: 14.4 |  | 5428 MOODY VISTA | 44868 | Universal Solar Direct Anita Weisenbarger
BUILD-016375-2022 | Residential Solar | INSTALL ROOF MOUNTED SOLAR SYSTEM WITH PANELS TO AN EXISTING SINGLE FAMILY RESIDENCE. NUMBER OF PANELS: 12. Kilowatts: 4.8 |  | 2666 FIERCE STAR | 44868 | Elevation Solar Jerry Coleman
BUILD-015779-2022 | Fire Alarm | INSTALL FIRE ALARM/ MONITORING SYSTEM IN A COMMERCIAL BUILDING. SEE APPROVED PLANS FOR COMPLETE DETAILS. |  | 2757 LAS VEGAS | 44868 | CO2 MONITORING LLC
EXT-016366-2022 | Permit Extension | *SEE OCP-018270-2021 FOR EXTENDED PERMIT* |  |  | 44868 | JBM UNDERGROUND Alicia Rosequist
BUILD-014242-2022 | New | *ARVATO - GUARD HOUSE **VALUATION INCLUDED IN PERMIT 6872-2022** COMBINATION PERMIT: CONSTRUCTION OF A 128 SF GUARD HOUSE. INCLUDES ELECTRICAL- PUEBLO ELECTRICAL SERVICES, PLUMBING - BORLASE PLUMBING CO, AND MECHANICAL - AIR DESIGN SYSTEMS. QAA ITEMS REQUIRED: Xb BY UNIVERSAL ENGINEERING. INSTALLING 2 NEW PLUMBING FIXTURES (1 LAVATORY AND 1 WATER CLOSET) @ "OFFICE WAREHOUSE" RATE. SEE APPROVED PLANS FOR COMPLETE DETAILS. CONTACT: JESSE JIN 702-604-5629 jjin@twclv.com |  | 6200 RANGE | 44868 | TRADEWINDS CONSTRUCTION
BUILD-016371-2022 | Residential Solar | INSTALL ROOF MOUNTED SOLAR SYSTEM WITH PANELS TO AN EXISTING SINGLE FAMILY RESIDENCE. NUMBER OF PANELS: 12. Kilowatts: 4.8 |  | 2671 STORMY STAR | 44868 | Elevation Solar Jerry Coleman
BUILD-014905-2022 | Fire Protection System | INSTALL FIRE PROTECTION SYSTEM IN A COMMERCIAL BUILDING. SEE APPROVED PLANS FOR COMPLETE DETAILS. |  |  | 44868 | ON GUARD FIRE PROTECTION
BUILD-016376-2022 | Residential Solar | INSTALL ROOF MOUNTED SOLAR SYSTEM WITH PANELS TO AN EXISTING SINGLE FAMILY RESIDENCE. NUMBER OF PANELS: 36. Kilowatts: 14.4 |  | 320 COLDWELL STATION | 44868 | Tephra Solar Steve Slemboski
BUILD-015635-2022 | Fire Alarm | INSTALL FIRE ALARM/ MONITORING SYSTEM IN A COMMERCIAL BUILDING. SEE APPROVED PLANS FOR COMPLETE DETAILS. |  | 1255 CRAIG | 44868 | CO2 MONITORING LLC
BUILD-015282-2022 | Rehab | MULTI-FAMILY PROPERTY -COMMERCIAL REHAB **SEPARATE PERMIT REQUIRED FOR MECHANICAL, ELECTRICAL, AND PLUMBING** REHAB DUE TO FIRE/WATER OR VEHICLE DAMAGE. SEE APPROVED PLANS OR SCOPE OF WORK FOR COMPLETE DETAILS. |  | 3516 THOMAS | 44868
BUILD-016385-2022 | Residential Solar | INSTALL ROOF MOUNTED SOLAR SYSTEM WITH PANELS TO AN EXISTING SINGLE FAMILY RESIDENCE. NUMBER OF PANELS: 12. Kilowatts: 4.8 |  | 2667 STORMY STAR | 44868 | Elevation Solar Jerry Coleman
BUILD-016358-2022 | Residential Solar | INSTALL ROOF MOUNTED SOLAR SYSTEM WITH PANELS TO AN EXISTING SINGLE FAMILY RESIDENCE. NUMBER OF PANELS: 21. Kilowatts: 8.4 |  | 5853 CREEKSIDE SANDS | 44868 | Tesla Energy John Williams
BUILD-016388-2022 | Residential Solar | INSTALL ROOF MOUNTED SOLAR SYSTEM WITH PANELS TO AN EXISTING SINGLE FAMILY RESIDENCE. NUMBER OF PANELS: 12. Kilowatts: 4.8 |  | 2725 STORMY STAR | 44868 | Elevation Solar Jerry Coleman
BUILD-001380-2022 | Addition | U-HAUL TULE SPRINGS - CARPORT CONSTRUCT (7) RV CARPORT STRUCTURES TOTALING 59,885 SF IN A COMMERCIAL LOT FOR U-HAUL. QAA REQUIRED ON ITEMS: G AND S BY GEOTEK. SEE APPROVED PLANS FOR COMPLETE DETAILS. CONTACT: BRENNA FRANK / SUNDANCE BUILDERS 702-798-0822 brena@sundancebuildersllc.com |  | 6751 5TH | 44868
BUILD-016395-2022 | Residential Solar | INSTALL ROOF MOUNTED SOLAR SYSTEM WITH PANELS TO AN EXISTING SINGLE FAMILY RESIDENCE. NUMBER OF PANELS: 26. Kilowatts: 9.49 |  | 5517 RAMIREZ | 44868 | Momentum Solar Alexa Scarduzio
BUILD-013103-2022 | Fire Protection System | PINKBOX RETAIL- SPRNKLER INSTALL NEW FIRE SPRINKLER SYSTEM IN NEW BUILDING. SEE APPROVED PLANS BY PATRICK NOBLE FOR COMPLETE DETAILS. CONTACT RICK CASTANEDA 702-672-6395 rick@acefirenv.com |  | 1210 CRAIG | 44868 | ACE FIRE
BUILD-016378-2022 | Residential Solar | INSTALL ROOF MOUNTED SOLAR SYSTEM WITH PANELS TO AN EXISTING SINGLE FAMILY RESIDENCE. NUMBER OF PANELS: 12. Kilowatts: 4.8 |  | 2730 FIERCE STAR | 44868 | Elevation Solar Jerry Coleman
BUILD-016356-2022 | Water Heater | REMOVE & REPLACE EXISTING WATER HEATER WITH SEISMIC STRAPS (REQUIRED) AT THE SAME LOCATION IN A SINGLE FAMILY RESIDENCE, SAME FOR SAME. INSPECTION REQUIRED FOR THIS INSTALLATION. * NOT TANKLESS * |  | 3311 FIRE EYE | 44868 | Ideal Services Ronald Madruga
BUILD-016436-2022 | Residential Solar | INSTALL ROOF MOUNTED SOLAR SYSTEM WITH PANELS TO AN EXISTING SINGLE FAMILY RESIDENCE. NUMBER OF PANELS: 33. Kilowatts: 12.54 |  | 1109 AMBER FALLS | 44869 | SOL-UP Frank Rieger
BUILD-016420-2022 | Residential Solar | INSTALL ROOF MOUNTED SOLAR SYSTEM WITH PANELS TO AN EXISTING SINGLE FAMILY RESIDENCE. NUMBER OF PANELS: 15. Kilowatts: 6.075 |  | 7617 BROADWING | 44869 | SUNRUN BRANDY PALCHETTI
BUILD-016430-2022 | Residential Solar | INSTALL ROOF MOUNTED SOLAR SYSTEM WITH PANELS TO AN EXISTING SINGLE FAMILY RESIDENCE. NUMBER OF PANELS: [none]. Kilowatts: 9.6 |  | 3008 EAGLESFIELD | 44869 | Titan Solar Power NV Inc. Joselyne Gallegos
BUILD-016421-2022 | Residential Solar | INSTALL ROOF MOUNTED SOLAR SYSTEM WITH PANELS TO AN EXISTING SINGLE FAMILY RESIDENCE. NUMBER OF PANELS: 10. Kilowatts: 4.05 |  | 3444 FLINTHEAD | 44869 | SUNRUN BRANDY PALCHETTI
BUILD-016424-2022 | Residential Solar | INSTALL ROOF MOUNTED SOLAR SYSTEM WITH PANELS TO AN EXISTING SINGLE FAMILY RESIDENCE. NUMBER OF PANELS: 28. Kilowatts: 11.2 |  | 2125 MISTLE THRUSH | 44869 | Freedom Forever Belinda Simmons
BUILD-016428-2022 | Residential Solar | INSTALL ROOF MOUNTED SOLAR SYSTEM WITH PANELS TO AN EXISTING SINGLE FAMILY RESIDENCE. NUMBER OF PANELS: 10. Kilowatts: 3.5 |  | 3704 FUSELIER | 44869 | Freedom Forever Belinda Simmons
BUILD-016429-2022 | Residential Solar | INSTALL ROOF MOUNTED SOLAR SYSTEM WITH PANELS TO AN EXISTING SINGLE FAMILY RESIDENCE. NUMBER OF PANELS: 24. Kilowatts: 9.12 |  | 4940 BLUE ROSE | 44869 | SOL-UP Frank Rieger
BUILD-016450-2022 | AC Change Out | CHANGE OUT AC UNIT(S) IN A SINGLE FAMILY RESIDENCE, SAME FOR SAME. INSPECTION REQUIRED FOR THIS INSTALLATION. |  | 3905 BLUE GULL | 44869 | BEST AIr Conditioning Plumbing Repair Daniela Perez
BUILD-016418-2022 | Residential Solar | INSTALL ROOF MOUNTED SOLAR SYSTEM WITH PANELS TO AN EXISTING SINGLE FAMILY RESIDENCE. NUMBER OF PANELS: 9. Kilowatts: 3.645 |  | 4531 HAVOC | 44869 | SUNRUN BRANDY PALCHETTI
BUILD-016427-2022 | Residential Solar | INSTALL ROOF MOUNTED SOLAR SYSTEM WITH PANELS TO AN EXISTING SINGLE FAMILY RESIDENCE. NUMBER OF PANELS: 17. Kilowatts: 5.95 |  | 6248 NOVAK | 44869 | Freedom Forever Belinda Simmons
BUILD-016452-2022 | Residential Solar | INSTALL ROOF MOUNTED SOLAR SYSTEM WITH PANELS TO AN EXISTING SINGLE FAMILY RESIDENCE. NUMBER OF PANELS: 28. Kilowatts: 10.08 |  | 5708 BARONESE | 44869 | Today's Energy Store Marc Hale
BUILD-016460-2022 | AC Change Out | CHANGE OUT AC UNIT(S) IN A SINGLE FAMILY RESIDENCE, SAME FOR SAME. INSPECTION REQUIRED FOR THIS INSTALLATION. |  | 4412 DESERT PARK | 44869 | Air Done Right Inc. MARK RAWLINS
BUILD-016419-2022 | Residential Solar | INSTALL ROOF MOUNTED SOLAR SYSTEM WITH PANELS TO AN EXISTING SINGLE FAMILY RESIDENCE. NUMBER OF PANELS: 14. Kilowatts: 6.16 |  | 2304 PONDER | 44869 | Arcadia Solar NV LLC Brian Nowak
BUILD-016425-2022 | Residential Solar | INSTALL ROOF MOUNTED SOLAR SYSTEM WITH PANELS TO AN EXISTING SINGLE FAMILY RESIDENCE. NUMBER OF PANELS: 27. Kilowatts: 9.99 |  | 1021 MADALINE NICOLE | 44869 | Freedom Forever Belinda Simmons
BUILD-016435-2022 | Residential Solar | INSTALL ROOF MOUNTED SOLAR SYSTEM WITH PANELS TO AN EXISTING SINGLE FAMILY RESIDENCE. NUMBER OF PANELS: [none]. Kilowatts: 4.8 |  | 2742 STORMY STAR | 44869 | Elevation Solar Jerry Coleman
BUILD-016433-2022 | Water Heater | REMOVE & REPLACE EXISTING WATER HEATER WITH SEISMIC STRAPS (REQUIRED) AT THE SAME LOCATION IN A SINGLE FAMILY RESIDENCE, SAME FOR SAME. INSPECTION REQUIRED FOR THIS INSTALLATION. * NOT TANKLESS * |  | 5404 TALMO | 44869 | Focus Plumbing Shawna Cansdale
BUILD-016446-2022 | Residential Solar | INSTALL ROOF MOUNTED SOLAR SYSTEM WITH PANELS TO AN EXISTING SINGLE FAMILY RESIDENCE. NUMBER OF PANELS: 24. Kilowatts: 9.6 |  | 5733 FLEMING | 44869 | Elevation Solar Jerry Coleman
BUILD-016456-2022 | Residential Solar | INSTALL ROOF MOUNTED SOLAR SYSTEM WITH PANELS TO AN EXISTING SINGLE FAMILY RESIDENCE. NUMBER OF PANELS: 65. Kilowatts: 23.725 |  | 7329 NIGHT SKY | 44869 | Alpha & Omega Energy Services LLC Sergio Rodriguez-Perez
BUILD-016417-2022 | Residential Solar | INSTALL ROOF MOUNTED SOLAR SYSTEM WITH PANELS TO AN EXISTING SINGLE FAMILY RESIDENCE. NUMBER OF PANELS: 20. Kilowatts: 8 |  | 2303 THOUGHTFUL | 44869 | Titan Solar Power NV Inc. Joselyne Gallegos
BUILD-016426-2022 | Residential Solar | INSTALL ROOF MOUNTED SOLAR SYSTEM WITH PANELS TO AN EXISTING SINGLE FAMILY RESIDENCE. NUMBER OF PANELS: 21. Kilowatts: 7.98 |  | 5766 HANNAH BROOK | 44869 | SOL-UP Frank Rieger
BUILD-016434-2022 | Water Heater | REMOVE & REPLACE EXISTING WATER HEATER WITH SEISMIC STRAPS (REQUIRED) AT THE SAME LOCATION IN A SINGLE FAMILY RESIDENCE, SAME FOR SAME. INSPECTION REQUIRED FOR THIS INSTALLATION. * NOT TANKLESS * |  | 212 HEATHROW LAKE | 44869 | 5 STAR HOME SERVICES INC ARMEN HARUTYUNYAN
BUILD-016469-2022 | Residential Solar | INSTALL ROOF MOUNTED SOLAR SYSTEM WITH PANELS TO AN EXISTING SINGLE FAMILY RESIDENCE. NUMBER OF PANELS: 20. Kilowatts: 7.4 |  | 5204 PENDERGRASS | 44870 | RG Electric, Inc Christie Garhardt
BUILD-016461-2022 | Residential Solar | INSTALL ROOF MOUNTED SOLAR SYSTEM WITH PANELS TO AN EXISTING SINGLE FAMILY RESIDENCE. NUMBER OF PANELS: [none]. Kilowatts: 4.8 |  | 2671 FIERCE STAR | 44871 | Elevation Solar Jerry Coleman
BUILD-016437-2022 | Residential Solar | INSTALL ROOF MOUNTED SOLAR SYSTEM WITH PANELS TO AN EXISTING SINGLE FAMILY RESIDENCE. NUMBER OF PANELS: [none]. Kilowatts: 4.8 |  | 2667 FIERCE STAR | 44871 | Elevation Solar Jerry Coleman
BUILD-016443-2022 | Residential Solar | INSTALL ROOF MOUNTED SOLAR SYSTEM WITH PANELS TO AN EXISTING SINGLE FAMILY RESIDENCE. NUMBER OF PANELS: [none]. Kilowatts: 4.8 |  | 4825 YELLOW STAR | 44871 | Elevation Solar Jerry Coleman
BUILD-016462-2022 | Residential Solar | INSTALL ROOF MOUNTED SOLAR SYSTEM WITH PANELS TO AN EXISTING SINGLE FAMILY RESIDENCE. NUMBER OF PANELS: [none]. Kilowatts: 4.8 |  | 2754 STORMY STAR | 44871 | Elevation Solar Jerry Coleman
BUILD-016455-2022 | Residential Solar | INSTALL ROOF MOUNTED SOLAR SYSTEM WITH PANELS TO AN EXISTING SINGLE FAMILY RESIDENCE. NUMBER OF PANELS: [none]. Kilowatts: 4.8 |  | 2725 FIERCE STAR | 44871 | Elevation Solar Jerry Coleman
BUILD-016459-2022 | Residential Solar | INSTALL ROOF MOUNTED SOLAR SYSTEM WITH PANELS TO AN EXISTING SINGLE FAMILY RESIDENCE. NUMBER OF PANELS: [none]. Kilowatts: 4.8 |  | 4821 YELLOW STAR | 44871 | Elevation Solar Jerry Coleman
BUILD-016472-2022 | AC Change Out | CHANGE OUT AC UNIT(S) IN A SINGLE FAMILY RESIDENCE, SAME FOR SAME. INSPECTION REQUIRED FOR THIS INSTALLATION. |  | 1327 RED HOLLOW | 44871 | Frosty Desert LLC Enrique Quinones
BUILD-016471-2022 | AC Change Out | CHANGE OUT AC UNIT(S) IN A SINGLE FAMILY RESIDENCE, SAME FOR SAME. INSPECTION REQUIRED FOR THIS INSTALLATION. |  | 3136 DIANA | 44871 | Goettl Air Conditioning Mina Ibarra
BUILD-016457-2022 | Residential Solar | INSTALL ROOF MOUNTED SOLAR SYSTEM WITH PANELS TO AN EXISTING SINGLE FAMILY RESIDENCE. NUMBER OF PANELS: [none]. Kilowatts: 4.8 |  | 2738 STORMY STAR | 44871 | Elevation Solar Jerry Coleman
BUILD-016441-2022 | Residential Solar | INSTALL ROOF MOUNTED SOLAR SYSTEM WITH PANELS TO AN EXISTING SINGLE FAMILY RESIDENCE. NUMBER OF PANELS: [none]. Kilowatts: 4.8 |  | 2746 STORMY STAR | 44871 | Elevation Solar Jerry Coleman
BUILD-016490-2022 | Residential Solar | INSTALL ROOF MOUNTED SOLAR SYSTEM WITH PANELS TO AN EXISTING SINGLE FAMILY RESIDENCE. NUMBER OF PANELS: 10. Kilowatts: 4 |  | 4433 PANORAMIC VIEW | 44872 | Tephra Solar Steve Slemboski
BUILD-016411-2022 | Residential Solar | INSTALL ROOF MOUNTED SOLAR SYSTEM WITH PANELS TO AN EXISTING SINGLE FAMILY RESIDENCE. NUMBER OF PANELS: 10. Kilowatts: 4 |  | 4317 RENO PALM | 44872 | Elevation Solar Jerry Coleman
BUILD-016519-2022 | Residential Solar | INSTALL ROOF MOUNTED SOLAR SYSTEM WITH PANELS TO AN EXISTING SINGLE FAMILY RESIDENCE. NUMBER OF PANELS: 23. Kilowatts: 8.74 |  | 2728 CASTLE | 44872 | ION Solar Permit Department
BUILD-015116-2022 | New | What type of pool is being built? Gunite Pool Square Footage: 455 Pool Number of Gallons: 17300 Does this permit include a Spa? Yes Spa Square Footage: 49 Spa Number of Gallons: 400 Deck Square Footage: 820 Block wall remove/replace: Yes Block wall removal/replace lineal feet: 2 Existing electrical service amps: 300 Lineal feet of underground electrical: 55 Diameter of conduit: 3/4" Gas line type: Poly Heater BTUs: 400K Lineal feet of gas pipe: 55 Diameter of gas pipe: 2" Mechanical Sub-Contractor: Owner/Builder Plumbing Sub-Contractor: Owner/Builder Electrical Sub-Contractor: Owner/Builder |  | 4220 PORTICELLA | 44872
EXT-016511-2022 | Permit Extension | *SEE OCP-006135-2021 FOR EXTENDED PERMIT* |  |  | 44872 | MAMMOTH UNDERGROUND, LLC Fawny Lugo
BUILD-013912-2022 | Residential Solar | INSTALL ROOF MOUNTED SOLAR SYSTEM WITH PANELS TO AN EXISTING SINGLE FAMILY RESIDENCE. NUMBER OF PANELS: 20. Kilowatts: 7.9 |  | 4638 ZIA RIDGE | 44872 | Bell Electrical Systems Estevan DeLosSantos
EXT-016508-2022 | Permit Extension | *SEE OCP-001439-2022 FOR EXTENDED PERMIT* |  |  | 44872 | MAMMOTH UNDERGROUND, LLC Fawny Lugo
EXT-016474-2022 | Permit Extension | *SEE OCP-006737-2022 FOR EXTENDED PERMIT* |  |  | 44872 | Western States Contracting Inc. Hilarry Rodriguez
EXT-016475-2022 | Permit Extension | *SEE OCP-006738-2022 FOR EXTENDED PERMIT* |  |  | 44872 | Western States Contracting Inc. Hilarry Rodriguez
BUILD-016521-2022 | Water Heater | REMOVE & REPLACE EXISTING WATER HEATER WITH SEISMIC STRAPS (REQUIRED) AT THE SAME LOCATION IN A SINGLE FAMILY RESIDENCE, SAME FOR SAME. INSPECTION REQUIRED FOR THIS INSTALLATION. * NOT TANKLESS * |  | 3524 CARISBROOK | 44872 | Cassaro Enterprises, Inc Rosanna Cassaro
BUILD-009031-2022 | Sign | PANERA - SIGNS QAA ITEMS REQUIRED S BY GEO TEK. INSTALL A NEW SIGN ON A COMMERCIAL BUILDING. SEE APPROVED PLANS FOR COMPLETE DETAILS. |  | 1550 CRAIG | 44872 | Vision Sign Inc. Monica Haskin
BUILD-016548-2022 | Residential Solar | INSTALL ROOF MOUNTED SOLAR SYSTEM WITH PANELS TO AN EXISTING SINGLE FAMILY RESIDENCE. NUMBER OF PANELS: 19. Kilowatts: 7.505 |  | 1156 PITAYA | 44872 | Bell Electrical Systems Estevan DeLosSantos
EXT-016477-2022 | Permit Extension | *SEE OCP-012027-2022 FOR EXTENDED PERMIT* |  |  | 44872 | Western States Contracting Inc. Hilarry Rodriguez
BUILD-016485-2022 | Gas Tag | ATTENTION This submittal requires plan review based on information provided. A permit specialist will contact you with further details. GAS TEST & TAG ONLY TO RE-ESTABLISH SERVICE. NO REPAIRS TO BE PERFORMED. |  | 5734 WIND TOWER | 44872 | Precision Plumbing Tom Gaede
EXT-016486-2022 | Permit Extension | *SEE OCP-5130-2021 FOR EXTENDED PERMIT* |  |  | 44872 | NPL CONSTRUCTION Jessica Ochoa
EXT-016512-2022 | Permit Extension | *SEE OCP-011222-2022 FOR EXTENDED PERMIT* |  |  | 44872 | Baseband Telecommunications Company Ryan Santos
BUILD-014644-2022 | New | *GREEN VALLEY GROCERY #77 - FUEL TANKS & DISPENSERS INSTALL A NEW UNDERGROUND FUEL SYSTEM TO INCLUDE (1) 20,000 GALLON FUEL TANK AND (1) 20,000 GALLON SPLIT TANK . INCLUDING (8) DISPENSERS AND ALL RELATED FUEL SYSTEM COMPONENTS. SEE APPROVED PLANS FOR COMPLETE DETAILS. CONTACT: BRIAN HINKELL / High Desert Petroleum 702-375-1820 brian@hdpnv.com |  | 3470 CENTENNIAL | 44872 | HIGH DESERT PETROLEUM INC.
BUILD-016545-2022 | Residential Solar | INSTALL ROOF MOUNTED SOLAR SYSTEM WITH PANELS TO AN EXISTING SINGLE FAMILY RESIDENCE. NUMBER OF PANELS: 12. Kilowatts: 4.86 |  | 6304 VILLA EMO | 44872 | SUNRUN BRANDY PALCHETTI
BUILD-016534-2022 | Water Heater | REMOVE & REPLACE EXISTING WATER HEATER WITH SEISMIC STRAPS (REQUIRED) AT THE SAME LOCATION IN A SINGLE FAMILY RESIDENCE, SAME FOR SAME. INSPECTION REQUIRED FOR THIS INSTALLATION. * NOT TANKLESS * |  | 5721 LAWRENCE | 44872 | Delta Mechanical Delta Mechanical
BUILD-013916-2022 | Residential Solar | INSTALL ROOF MOUNTED SOLAR SYSTEM WITH PANELS TO AN EXISTING SINGLE FAMILY RESIDENCE. NUMBER OF PANELS: 17. Kilowatts: 6.715 |  | 2319 OPPONENTS RIDGE | 44872 | Bell Electrical Systems Estevan DeLosSantos
EXT-016438-2022 | Permit Extension | *SEE OCP-005847-2022 FOR EXTENDED PERMIT* |  |  | 44872 | RELIANT CONSTRUCTION, LLC ROB BOIT
BUILD-015065-2022 | New | SELF CERT- DUTCH BROS NV0312- NEW COMBINATION PERMIT: CONSTRUCT A NEW 950 SF COFFEE SHOP. QAA REQUIRED ON ITEMS: C, G, S, W, Xb, AND Xe BY SOUTHWEST GEOTECHNICAL. INCLUDES ELECTRICAL - M + S ELECTRIC, MECHANICAL - ADAVEN AIR, AND PLUMBING - SNAP AC AND PLUMBING. INSTALLING 11 NEW PLUMBING FIXTURES (2 HAND SINKS, 2 HOSE BIBBS, 2 ICE MACHINES, 1 KITCHEN SINK, 1 LAVATORY, 1 SERVICE/MOP SINK, 1 TRENCH DRAIN, AND 1 WATER CLOSET) @ " RESTAURANT TAKE OUT ONLY" RATE. SEE JOBSITE COPY OF SELF CERTIFIED PLANS FOR COMPLETE DETAILS. CONTACT: NICOLE STITZEL 310-503-7778 nicole@adnarch.com |  | 4380 ANN | 44872
BUILD-016547-2022 | Residential Solar | INSTALL ROOF MOUNTED SOLAR SYSTEM WITH PANELS TO AN EXISTING SINGLE FAMILY RESIDENCE. NUMBER OF PANELS: 21. Kilowatts: 8.295 |  | 7144 SAYONARA VISTA | 44872 | Bell Electrical Systems Estevan DeLosSantos
BUILD-016114-2022 | Residential Solar | INSTALL ROOF MOUNTED SOLAR SYSTEM WITH PANELS TO AN EXISTING SINGLE FAMILY RESIDENCE. NUMBER OF PANELS: 51. Kilowatts: 19.38 This submittal requires plan review based on information provided. A permit specialist will contact you with further details. |  | 6624 JOHNNY LOVE | 44872 | Marc Jones Construction LLC, DBA, ADT Solar Marc Jones
BUILD-016526-2022 | Water Softener | INSTALL A NEW WATER SOFTENER IN A SINGLE FAMILY RESIDENCE. INSPECTION REQUIRED FOR THIS INSTALLATION. |  | 5605 LOOKOUT CREST | 44872 | KINETICO Janelle Deleon Guerrero
BUILD-016513-2022 | Residential Solar | INSTALL ROOF MOUNTED SOLAR SYSTEM WITH PANELS TO AN EXISTING SINGLE FAMILY RESIDENCE. NUMBER OF PANELS: [none]. Kilowatts: 10.22 |  | 941 WILLOW BERRY | 44872 | Alpha & Omega Energy Services LLC Sergio Rodriguez-Perez
BUILD-016518-2022 | Water Softener | INSTALL A NEW WATER SOFTENER IN A SINGLE FAMILY RESIDENCE. INSPECTION REQUIRED FOR THIS INSTALLATION. |  | 708 CLAXTON | 44872 | KINETICO Janelle Deleon Guerrero
BUILD-016541-2022 | Residential Solar | INSTALL ROOF MOUNTED SOLAR SYSTEM WITH PANELS TO AN EXISTING SINGLE FAMILY RESIDENCE. NUMBER OF PANELS: 10. Kilowatts: 4.05 |  | 2541 SALT LAKE | 44872 | SUNRUN BRANDY PALCHETTI
BUILD-013873-2022 | Fire Protection System | INSTALL FIRE PROTECTION SYSTEM IN A COMMERCIAL BUILDING. SEE APPROVED PLANS FOR COMPLETE DETAILS. |  | 6200 RANGE | 44872
EXT-016531-2022 | Permit Extension | *SEE OCP-018039-2021 FOR EXTENDED PERMIT* |  |  | 44872 | RP WEDDELL & SONS CO NATE POWERS-SABUGO
BUILD-006652-2022 | Tenant Improvement | THRIVE ANDREWS-TI **SEWER DISCHARGES TO CCWRD** COMBINATION PERMIT: 4214 SF INTERIOR TENANT IMPROVEMENT IN AN EXISTING COMMERCIAL BUILDING. INCLUDES ELECTRICAL - DESIGN BUILD ELECTRICAL, MECHANICAL - ENIX MECHANICAL AND PLUMBING - SPYDER PLUMBING. **SEWER DISCHARGES TO CCWRD**. SEE APPROVED PLANS FOR COMPLETE DETAILS CONTACT: MARK MOBLEY 210-364-6417 trinityhs@yahoo.com mobley.thd@gmail.com |  | 4635 ANDREWS | 44872 | TRINITY HAVEN DEVELOPMENT
BUILD-016239-2022 | Tracts | Subdivision Name: Binion 50 East - Aldervista STP Number: 18-122002 Lot Number: 105 Plan Type: 3023-5 Elevation: B Number of Stories: 2 Living SF: 2385 Garage SF: 457 Porch SF: 56 Patio SF: 0 Balcony SF: 0 Fireplace: None Additional Options: [none] Model Permit #: 823-2022 Electrical Sub-Contractor: Focus Electric Mechanical Sub-Contractor: Sierra Air Conditioning Plumbing Sub-Contractor: Brass2 Copper |  | 6909 CAMINO REAL | 44872 | Pulte Kim Essig
BUILD-016487-2022 | Residential Solar | INSTALL ROOF MOUNTED SOLAR SYSTEM WITH PANELS TO AN EXISTING SINGLE FAMILY RESIDENCE. NUMBER OF PANELS: 28. Kilowatts: 12.32 |  | 2417 CHARMED OASIS | 44872 | Solcius, LLC Joseph Schindler
BUILD-016552-2022 | Residential Solar | INSTALL ROOF MOUNTED SOLAR SYSTEM WITH PANELS TO AN EXISTING SINGLE FAMILY RESIDENCE. NUMBER OF PANELS: 30. Kilowatts: 12 |  | 2009 PERLITER | 44872 | Vegas Solar Stanley Popek
BUILD-016517-2022 | Residential Solar | INSTALL ROOF MOUNTED SOLAR SYSTEM WITH PANELS TO AN EXISTING SINGLE FAMILY RESIDENCE. NUMBER OF PANELS: 22. Kilowatts: 8.8 |  | 2232 PREVAIL | 44872 | Icon Power Jake Bastian
BUILD-016484-2022 | AC Change Out | CHANGE OUT AC UNIT(S) IN A SINGLE FAMILY RESIDENCE, SAME FOR SAME. INSPECTION REQUIRED FOR THIS INSTALLATION. |  | 3118 CROWNLINE | 44872 | Johnny on the spot A/C John Freeman
EXT-016476-2022 | Permit Extension | *SEE OCP-006649-2022 FOR EXTENDED PERMIT* |  |  | 44872 | Western States Contracting Inc. Hilarry Rodriguez
BUILD-014342-2022 | Addition | MEDWAND SUITE 200- PALLET RACKS INSTALL PALLET RACKING IN A WAREHOUSE BUILDING. QAA REQUIRED ON ITEMS: XB BY AMERICAN SOILS ENGINEERING LLC. SEE APPROVED PLANS FOR COMPLETE DETAILS. CONTACT: MEGGAN DURBIN 702-676-1212 meggan@highlandcommerciallv.com |  | 5360 EL CAMPO GRANDE | 44872 | HIGHLAND COMMERCIAL
BUILD-016544-2022 | Residential Solar | INSTALL ROOF MOUNTED SOLAR SYSTEM WITH PANELS TO AN EXISTING SINGLE FAMILY RESIDENCE. NUMBER OF PANELS: 27. Kilowatts: 10.935 |  | 3707 GLACIER GROVE | 44872 | SUNRUN BRANDY PALCHETTI
BUILD-016542-2022 | Residential Solar | INSTALL ROOF MOUNTED SOLAR SYSTEM WITH PANELS TO AN EXISTING SINGLE FAMILY RESIDENCE. NUMBER OF PANELS: 11. Kilowatts: 4.455 |  | 2116 MOUNTAIN SUNSET | 44872 | SUNRUN BRANDY PALCHETTI
BUILD-016537-2022 | Residential Solar | INSTALL ROOF MOUNTED SOLAR SYSTEM WITH PANELS TO AN EXISTING SINGLE FAMILY RESIDENCE. NUMBER OF PANELS: [none]. Kilowatts: 4.8 |  | 2741 FIERCE STAR | 44872 | Elevation Solar Jerry Coleman
BUILD-016503-2022 | Residential Solar | INSTALL ROOF MOUNTED SOLAR SYSTEM WITH PANELS TO AN EXISTING SINGLE FAMILY RESIDENCE. NUMBER OF PANELS: [none]. Kilowatts: 7.6 |  | 3945 THOMAS PATRICK | 44872 | Titan Solar Power NV Inc. Joselyne Gallegos
BUILD-016473-2022 | Residential Solar | INSTALL ROOF MOUNTED SOLAR SYSTEM WITH PANELS TO AN EXISTING SINGLE FAMILY RESIDENCE. NUMBER OF PANELS: 22. Kilowatts: 8.8 |  | 1802 WILD GRAIN | 44872 | Kayo LLC Randi Nelson
BUILD-016546-2022 | Residential Solar | INSTALL ROOF MOUNTED SOLAR SYSTEM WITH PANELS TO AN EXISTING SINGLE FAMILY RESIDENCE. NUMBER OF PANELS: 27. Kilowatts: 10.665 |  | 1009 MANDOLIN | 44872 | Bell Electrical Systems Estevan DeLosSantos
BUILD-016523-2022 | Residential Solar | INSTALL ROOF MOUNTED SOLAR SYSTEM WITH PANELS TO AN EXISTING SINGLE FAMILY RESIDENCE. NUMBER OF PANELS: 13. Kilowatts: 4.94 |  | 3924 THOMAS PATRICK | 44872 | ION Solar Permit Department
BUILD-015117-2022 | Patio | INSTALL/CONSTRUCT A NEW PATIO COVER ATTACHED TO THE SINGLE FAMILY RESIDENCE. SEE APPROVED PLANS FOR COMPLETE DETAILS. SIZE: 12x28. SQUARE FOOTAGE: 336.0,, # OF FOOTINGS: 0. PATIO TYPE: Solid. EXISTING SLAB: Existing Concrete Slab. |  | 6517 CAPE PETREL | 44872 | PALATIAL PATIO COVERS LLC
BUILD-016481-2022 | Residential Solar | INSTALL ROOF MOUNTED SOLAR SYSTEM WITH PANELS TO AN EXISTING SINGLE FAMILY RESIDENCE. NUMBER OF PANELS: 29. Kilowatts: 10.73 |  | 2512 FESTIVE | 44872 | Solcius, LLC Joseph Schindler
BUILD-016532-2022 | Residential Solar | INSTALL ROOF MOUNTED SOLAR SYSTEM WITH PANELS TO AN EXISTING SINGLE FAMILY RESIDENCE. NUMBER OF PANELS: [none]. Kilowatts: 4.8 |  | 2737 FIERCE STAR | 44872 | Elevation Solar Jerry Coleman
BUILD-016493-2022 | Residential Solar | INSTALL ROOF MOUNTED SOLAR SYSTEM WITH PANELS TO AN EXISTING SINGLE FAMILY RESIDENCE. NUMBER OF PANELS: 18. Kilowatts: 7.2 |  | 3513 BENSON | 44872 | Tephra Solar Steve Slemboski
BUILD-016533-2022 | Case | Group home without permits |  | 3124 EXTRAVAGANT | 44872
BUILD-016492-2022 | Residential Solar | INSTALL ROOF MOUNTED SOLAR SYSTEM WITH PANELS TO AN EXISTING SINGLE FAMILY RESIDENCE. NUMBER OF PANELS: [none]. Kilowatts: 4 |  | 5116 LYDFORT | 44872 | Titan Solar Power NV Inc. Joselyne Gallegos
BUILD-016497-2022 | Water Heater | REMOVE & REPLACE EXISTING WATER HEATER WITH SEISMIC STRAPS (REQUIRED) AT THE SAME LOCATION IN A SINGLE FAMILY RESIDENCE, SAME FOR SAME. INSPECTION REQUIRED FOR THIS INSTALLATION. * NOT TANKLESS * |  | 7268 SUMMER DUCK | 44872 | Dockside Plumbing Chris becherer
BUILD-016543-2022 | Residential Solar | INSTALL ROOF MOUNTED SOLAR SYSTEM WITH PANELS TO AN EXISTING SINGLE FAMILY RESIDENCE. NUMBER OF PANELS: 39. Kilowatts: 13.65 |  | 4228 GLOBE | 44872 | Icon Power Jake Bastian
BUILD-016525-2022 | Water Softener | INSTALL A NEW WATER SOFTENER IN A SINGLE FAMILY RESIDENCE. INSPECTION REQUIRED FOR THIS INSTALLATION. |  | 2710 PARADISE ISLE | 44872 | KINETICO Janelle Deleon Guerrero
BUILD-016630-2022 | Plumbing Replacement | REPLACE EXISTING PLUMBING LINE/CONNECTION WITHIN A SINGLE FAMILY RESIDENCE, SAME FOR SAME. INSPECTION REQUIRED. |  | 4124 GLASS LANTERN | 44873 | GG Gomez Construction LLC Benito Gomez
BUILD-015470-2022 | Patio | INSTALL/CONSTRUCT A NEW PATIO COVER ATTACHED TO THE SINGLE FAMILY RESIDENCE. SEE APPROVED PLANS FOR COMPLETE DETAILS. SIZE: 10'x30'. SQUARE FOOTAGE: 300.0,, # OF FOOTINGS: 2 @ 25" CU. PATIO TYPE: Solid. EXISTING SLAB: Dirt. |  | 3816 BERENICES | 44873 | LAKEVIEW PATIOS INC
BUILD-016619-2022 | Water Heater | REMOVE & REPLACE EXISTING WATER HEATER WITH SEISMIC STRAPS (REQUIRED) AT THE SAME LOCATION IN A SINGLE FAMILY RESIDENCE, SAME FOR SAME. INSPECTION REQUIRED FOR THIS INSTALLATION. * NOT TANKLESS * |  | 5404 TALMO | 44873 | Focus Plumbing Shawna Cansdale
BUILD-016575-2022 | Water Heater | REMOVE & REPLACE EXISTING WATER HEATER WITH SEISMIC STRAPS (REQUIRED) AT THE SAME LOCATION IN A SINGLE FAMILY RESIDENCE, SAME FOR SAME. INSPECTION REQUIRED FOR THIS INSTALLATION. * NOT TANKLESS * |  | 3908 THOMAS PATRICK | 44873 | Ideal Services Ronald Madruga
BUILD-016576-2022 | Water Heater | REMOVE & REPLACE EXISTING WATER HEATER WITH SEISMIC STRAPS (REQUIRED) AT THE SAME LOCATION IN A SINGLE FAMILY RESIDENCE, SAME FOR SAME. INSPECTION REQUIRED FOR THIS INSTALLATION. * NOT TANKLESS * |  | 6316 SANDY RIDGE | 44873 | 5 STAR HOME SERVICES INC ARMEN HARUTYUNYAN
BUILD-015118-2022 | Sign | INSTALL A NEW SIGN ON A COMMERCIAL BUILDING. SEE APPROVED PLANS FOR COMPLETE DETAILS. |  | 3227 CIVIC CENTER | 44873 | EZZI SIGNS HUSSAIN CONTRACTOR
BUILD-016585-2022 | Water Softener | INSTALL A NEW WATER SOFTENER IN A SINGLE FAMILY RESIDENCE. INSPECTION REQUIRED FOR THIS INSTALLATION. |  | 41 PEAK VILLA | 44873 | Delta Mechanical Delta Mechanical
BUILD-016629-2022 | Water Heater | REMOVE & REPLACE EXISTING WATER HEATER WITH SEISMIC STRAPS (REQUIRED) AT THE SAME LOCATION IN A SINGLE FAMILY RESIDENCE, SAME FOR SAME. INSPECTION REQUIRED FOR THIS INSTALLATION. * NOT TANKLESS * |  | 5916 CADDY RIDGE | 44873 | Water Wise Plumbing James Carl
EXT-016560-2022 | Permit Extension | *SEE OCP-005267-2020 FOR EXTENDED PERMIT* |  |  | 44873 | Hard Dig LLC sarah Brown
BUILD-016616-2022 | AC Change Out | CHANGE OUT AC UNIT(S) IN A SINGLE FAMILY RESIDENCE, SAME FOR SAME. INSPECTION REQUIRED FOR THIS INSTALLATION. |  | 533 CRAIG CREEK | 44873 | Bulldog Air Conditioning and Heating LLC Derrick Poole
BUILD-016607-2022 | Water Heater | REMOVE & REPLACE EXISTING WATER HEATER WITH SEISMIC STRAPS (REQUIRED) AT THE SAME LOCATION IN A SINGLE FAMILY RESIDENCE, SAME FOR SAME. INSPECTION REQUIRED FOR THIS INSTALLATION. * NOT TANKLESS * |  | 3523 TROTTING HORSE | 44873 | Air Squad Heating & Air conditioning LLC Armen Shakhnazaryan
BUILD-016572-2022 | Water Heater | REMOVE & REPLACE EXISTING WATER HEATER WITH SEISMIC STRAPS (REQUIRED) AT THE SAME LOCATION IN A SINGLE FAMILY RESIDENCE, SAME FOR SAME. INSPECTION REQUIRED FOR THIS INSTALLATION. * NOT TANKLESS * UNIT 203 |  | 4620 PUGLIA | 44873 | OWNER BUILDER HIEDI JOHNSON
BUILD-016594-2022 | Residential Solar | INSTALL ROOF MOUNTED SOLAR SYSTEM WITH PANELS TO AN EXISTING SINGLE FAMILY RESIDENCE. NUMBER OF PANELS: 19. Kilowatts: 7.6 |  | 1015 STABLE GLEN | 44873 | Tephra Solar Steve Slemboski
BUILD-013434-2022 | Rehab | REHAB DUE TO FIRE/WATER OR VEHICLE DAMAGE. SEE APPROVED PLANS OR SCOPE OF WORK FOR COMPLETE DETAILS. ***SEE INSURANCE SCOPE OF WORK*** |  | 2211 ELLIS | 44873
BUILD-016621-2022 | AC Change Out | CHANGE OUT AC UNIT(S) IN A SINGLE FAMILY RESIDENCE, SAME FOR SAME. INSPECTION REQUIRED FOR THIS INSTALLATION. |  | 6549 ADONIS HEIGHTS | 44873 | Sky Air & Heat Marlon Tavares
BUILD-016561-2022 | Case | Fire Emergency Demo 11/07/2022 |  | 609 GILDAY | 44873
BUILD-014470-2022 | Fire Flow Test | ***THIS IS NOT A PERMIT, FOR FLOW TEST INSPECTION ONLY*** |  |  | 44873 | 5G Fire LLC Halen Owens
BUILD-015946-2022 | Rehab | REHAB DUE TO FIRE/WATER OR VEHICLE DAMAGE. INCLUDES ELETRICAL - THOMAS HILL, MECHANICAL - ON TIME HEATING AND COOLING, AND PLUMBING - ON TIME HEATING AND COOLING. SEE APPROVED PLANS OR SCOPE OF WORK FOR COMPLETE DETAILS. |  | 2943 CRAWFORD | 44873 | A & A GENERAL CONTRACTING LLC
BUILD-016588-2022 | Water Heater | REMOVE & REPLACE EXISTING WATER HEATER WITH SEISMIC STRAPS (REQUIRED) AT THE SAME LOCATION IN A SINGLE FAMILY RESIDENCE, SAME FOR SAME. INSPECTION REQUIRED FOR THIS INSTALLATION. * NOT TANKLESS * |  | 3153 HARTLEY COVE | 44873 | Precision Plumbing Tom Gaede
BUILD-013274-2022 | Sign | BJ'S BREWERY SIGNS INSTALL A NEW SIGN ON A COMMERCIAL BUILDING. SEE APPROVED PLANS FOR COMPLETE DETAILS. |  | 985 CRAIG | 44873 | HAVE LIGHTS WILL TRAVEL, INC.
BUILD-016622-2022 | Water Heater | REMOVE & REPLACE EXISTING WATER HEATER WITH SEISMIC STRAPS (REQUIRED) AT THE SAME LOCATION IN A SINGLE FAMILY RESIDENCE, SAME FOR SAME. INSPECTION REQUIRED FOR THIS INSTALLATION. * NOT TANKLESS * |  | 1147 SUNNY ACRES | 44873 | AMA RUBEN ama
BUILD-016600-2022 | Plumbing Replacement | REPLACE EXISTING PLUMBING LINE/CONNECTION WITHIN A SINGLE FAMILY RESIDENCE, SAME FOR SAME. INSPECTION REQUIRED. |  | 1504 DANIELLE REBECCA | 44873 | anytime plumbing Dalinda Hairston
BUILD-016591-2022 | Water Heater | REMOVE & REPLACE EXISTING WATER HEATER WITH SEISMIC STRAPS (REQUIRED) AT THE SAME LOCATION IN A SINGLE FAMILY RESIDENCE, SAME FOR SAME. INSPECTION REQUIRED FOR THIS INSTALLATION. * NOT TANKLESS * |  | 3308 SPECKLE SUMMER | 44873 | Precision Plumbing Tom Gaede
BUILD-011567-2022 | Tenant Improvement | BU 825515 -ATT APP 617925 SITEID NVL00332- ANTENNA REMOVE (9) ANTENNAS, (6) RRU'S, (12) COAX. ADD (9) ANTENNAS (6) RRU, (1) DC6, (1) DC TRUNK, (1) FIBER TRUNK. INCLUDES ELECTRICAL-BECHTEL. SEE APPROVED PLANS FOR COMPLETE DETAILS. CONTACT: JOE VERGARA 702-856-6752 jvergara@wtgroup.com |  | 4800 TROPICAL | 44873 | BECHTEL INFRASTRUCTURE AND POWER CORPORATION
BUILD-016624-2022 | Water Heater | REMOVE & REPLACE EXISTING WATER HEATER WITH SEISMIC STRAPS (REQUIRED) AT THE SAME LOCATION IN A SINGLE FAMILY RESIDENCE, SAME FOR SAME. INSPECTION REQUIRED FOR THIS INSTALLATION. * NOT TANKLESS * |  | 2104 EL CAMPO GRANDE | 44873 | Nothing But Water Heaters david leahy
BUILD-016579-2022 | Residential Solar | INSTALL ROOF MOUNTED SOLAR SYSTEM WITH PANELS TO AN EXISTING SINGLE FAMILY RESIDENCE. NUMBER OF PANELS: 20. Kilowatts: 8 |  | 4114 CLOUDLESS | 44873 | Elevation Solar Jerry Coleman
BUILD-016577-2022 | AC Change Out | CHANGE OUT AC UNIT(S) IN A SINGLE FAMILY RESIDENCE, SAME FOR SAME. INSPECTION REQUIRED FOR THIS INSTALLATION. |  | 1604 LOS ALAMOS | 44873 | Sierra LLC Sierra LLC
BUILD-016592-2022 | Residential Solar | INSTALL ROOF MOUNTED SOLAR SYSTEM WITH PANELS TO AN EXISTING SINGLE FAMILY RESIDENCE. NUMBER OF PANELS: 14. Kilowatts: 5.67 |  | 5354 FERRELL | 44873 | SUNRUN BRANDY PALCHETTI
BUILD-016614-2022 | Residential Solar | INSTALL ROOF MOUNTED SOLAR SYSTEM WITH PANELS TO AN EXISTING SINGLE FAMILY RESIDENCE. NUMBER OF PANELS: 21. Kilowatts: 8.4 |  | 5406 JOSE ERNESTO | 44873 | Icon Power Jake Bastian
BUILD-016597-2022 | Residential Solar | INSTALL ROOF MOUNTED SOLAR SYSTEM WITH PANELS TO AN EXISTING SINGLE FAMILY RESIDENCE. NUMBER OF PANELS: 21. Kilowatts: 7.98 |  | 6619 WANDERING PALMER | 44873 | ION Solar Permit Department
BUILD-016596-2022 | AC Change Out | CHANGE OUT AC UNIT(S) IN A SINGLE FAMILY RESIDENCE, SAME FOR SAME. INSPECTION REQUIRED FOR THIS INSTALLATION. |  | 2121 RIDERWOOD | 44873 | Climate Control Experts Joetta Osgood
BUILD-016593-2022 | Residential Solar | INSTALL ROOF MOUNTED SOLAR SYSTEM WITH PANELS TO AN EXISTING SINGLE FAMILY RESIDENCE. NUMBER OF PANELS: 19. Kilowatts: 7.695 |  | 3985 FIRE FOX | 44873 | SUNRUN BRANDY PALCHETTI
BUILD-016587-2022 | Water Heater | REMOVE & REPLACE EXISTING WATER HEATER WITH SEISMIC STRAPS (REQUIRED) AT THE SAME LOCATION IN A SINGLE FAMILY RESIDENCE, SAME FOR SAME. INSPECTION REQUIRED FOR THIS INSTALLATION. * NOT TANKLESS * |  | 352 ELKS PEAK | 44873 | Precision Plumbing Tom Gaede
BUILD-016571-2022 | Water Heater | REMOVE & REPLACE EXISTING WATER HEATER WITH SEISMIC STRAPS (REQUIRED) AT THE SAME LOCATION IN A SINGLE FAMILY RESIDENCE, SAME FOR SAME. INSPECTION REQUIRED FOR THIS INSTALLATION. * NOT TANKLESS * |  | 3021 HARTLEY COVE | 44873 | Allstate Service Group Alexander Neiman
BUILD-014972-2022 | Fire Protection System | INSTALL FIRE PROTECTION SYSTEM IN A COMMERCIAL BUILDING. SEE APPROVED PLANS FOR COMPLETE DETAILS. |  | 4521 CLOUDREST PEAK | 44873 | MENZIES FAMILY TRUST,
BUILD-016570-2022 | Water Heater | REMOVE & REPLACE EXISTING WATER HEATER WITH SEISMIC STRAPS (REQUIRED) AT THE SAME LOCATION IN A SINGLE FAMILY RESIDENCE, SAME FOR SAME. INSPECTION REQUIRED FOR THIS INSTALLATION. * NOT TANKLESS * |  | 1917 BARROW GLEN | 44873 | Allstate Service Group Alexander Neiman
BUILD-016364-2022 | Water Heater (Tankless) | REMOVE & REPLACE EXISTING WATER HEATER WITH TANKLESS WATER HEATER. INSPECTION REQUIRED FOR THIS INSTALLATION. |  | 5504 DALLE VALLEY | 44873 | Precision Plumbing Tom Gaede
BUILD-016589-2022 | Residential Solar | INSTALL ROOF MOUNTED SOLAR SYSTEM WITH PANELS TO AN EXISTING SINGLE FAMILY RESIDENCE. NUMBER OF PANELS: 13. Kilowatts: 5.265 |  | 1938 SHANON MICHELLE | 44873 | SUNRUN BRANDY PALCHETTI
BUILD-016628-2022 | Plumbing Replacement | REPLACE EXISTING PLUMBING LINE/CONNECTION WITHIN A SINGLE FAMILY RESIDENCE, SAME FOR SAME. INSPECTION REQUIRED. |  | 5238 LIMELIGHT | 44873 | Flo Pro Plumbing Edgar Flores
BUILD-016620-2022 | AC Change Out | CHANGE OUT AC UNIT(S) IN A SINGLE FAMILY RESIDENCE, SAME FOR SAME. INSPECTION REQUIRED FOR THIS INSTALLATION. |  | 204 AMETHYST STARS | 44873 | Sky Air & Heat Marlon Tavares
BUILD-016606-2022 | AC Change Out | CHANGE OUT AC UNIT(S) IN A SINGLE FAMILY RESIDENCE, SAME FOR SAME. INSPECTION REQUIRED FOR THIS INSTALLATION. |  | 729 ANTIQUE SILVER | 44873 | ONE HOUR AIR JAYSON PESTANAS
BUILD-016574-2022 | AC Change Out | CHANGE OUT AC UNIT(S) IN A SINGLE FAMILY RESIDENCE, SAME FOR SAME. INSPECTION REQUIRED FOR THIS INSTALLATION. |  | 5048 SOCK HOP | 44873 | Allstate Service Group Alexander Neiman
BUILD-009024-2022 | AC Change Out | CHANGE OUT AC UNIT(S) IN A SINGLE FAMILY RESIDENCE, SAME FOR SAME. INSPECTION REQUIRED FOR THIS INSTALLATION. |  | 2241 MCCARRAN | 44873 | Bulldog Air Conditioning and Heating LLC Derrick Poole
BUILD-016633-2022 | Residential Solar | INSTALL ROOF MOUNTED SOLAR SYSTEM WITH PANELS TO AN EXISTING SINGLE FAMILY RESIDENCE. NUMBER OF PANELS: 16. Kilowatts: 6.4 |  | 1837 CAMINO MIRADA | 44873 | Freedom Forever Belinda Simmons
EXT-016573-2022 | Permit Extension | *SEE OCP-011446-2022 FOR EXTENDED PERMIT* |  |  | 44873 | MCON Jose Oliva
BUILD-015319-2022 | Commercial | ROXBURY POOL- ELECTRICAL INSTALL ELECTRICAL FOR POOL AND CABANA IN POOL AREA. SEE APPROVED PLANS FOR COMPLETE DETAILS. CONTACT JOHN KINSEY 702-379-6232 jkinsey@beachelectricinc.com |  | 7374 DECATUR | 44873 | BEACH ELECTRIC, INC.
BUILD-003373-2022 | Fence Commercial | INSTALL/CONSTRUCT A NEW BLOCK/RETAINING WALL ON THE PROPERTY. SEE APPROVED PLANS FOR COMPLETE DETAILS. ***NO ELECTRICAL INCLUDED*** |  | 5603 EL CAMPO GRANDE | 44873 | American Fence Company Dan Chaney
BUILD-016586-2022 | Residential Solar | INSTALL ROOF MOUNTED SOLAR SYSTEM WITH PANELS TO AN EXISTING SINGLE FAMILY RESIDENCE. NUMBER OF PANELS: 12. Kilowatts: 4.86 |  | 5016 ALEJANDRO | 44873 | SUNRUN BRANDY PALCHETTI
BUILD-016613-2022 | AC Change Out | CHANGE OUT AC UNIT(S) IN A SINGLE FAMILY RESIDENCE, SAME FOR SAME. INSPECTION REQUIRED FOR THIS INSTALLATION. |  | 5805 PLEASANT PALMS | 44873 | Bulldog Air Conditioning and Heating LLC Derrick Poole
BUILD-016705-2022 | Residential Solar | INSTALL ROOF MOUNTED SOLAR SYSTEM WITH PANELS TO AN EXISTING SINGLE FAMILY RESIDENCE. NUMBER OF PANELS: 28. Kilowatts: 11.06 |  | 1066 WILLOW BERRY | 44874 | Bell Electrical Systems Estevan DeLosSantos
BUILD-015393-2022 | Sign | INSTALL A NEW SIGN ON A COMMERCIAL BUILDING. SEE APPROVED PLANS FOR COMPLETE DETAILS. |  | 1975 CRAIG | 44874 | Patrick's Signs permits permits
BUILD-016671-2022 | Residential Solar | INSTALL ROOF MOUNTED SOLAR SYSTEM WITH PANELS TO AN EXISTING SINGLE FAMILY RESIDENCE. NUMBER OF PANELS: 10. Kilowatts: 3.8 |  | 2825 KANDAHAR | 44874 | ION Solar Permit Department
BUILD-016665-2022 | Water Heater | REMOVE & REPLACE EXISTING WATER HEATER WITH SEISMIC STRAPS (REQUIRED) AT THE SAME LOCATION IN A SINGLE FAMILY RESIDENCE, SAME FOR SAME. INSPECTION REQUIRED FOR THIS INSTALLATION. * NOT TANKLESS * |  | 3783 ANKARA WALK | 44874 | Nothing But Water Heaters david leahy
BUILD-016672-2022 | AC Change Out | CHANGE OUT AC UNIT(S) IN A SINGLE FAMILY RESIDENCE, SAME FOR SAME. INSPECTION REQUIRED FOR THIS INSTALLATION. |  | 2109 ISLAND DREAMS | 44874 | silverstate plumbing amber morris
BUILD-016507-2022 | New | What type of pool is being built? Gunite Pool Square Footage: 348 Pool Number of Gallons: 10521 Does this permit include a Spa? Yes Spa Square Footage: 49 Spa Number of Gallons: 553 Deck Square Footage: 975 Block wall remove/replace: No Block wall removal/replace lineal feet: 0 Existing electrical service amps: 200 Lineal feet of underground electrical: 99 Diameter of conduit: 3/4'' Gas line type: PE Heater BTUs: 400,000 Lineal feet of gas pipe: 95' Diameter of gas pipe: 1.5'' Mechanical Sub-Contractor: Greencare Designs Plumbing Sub-Contractor: Frontier Plumbing Electrical Sub-Contractor: Murphy Electric Pools |  | 5506 STRAWBERRY SWING | 44874 | GREENCARE DESIGNS LLC
BUILD-014034-2022 | Model Multi-Family | *WATERCOLORS 4-PLEX (SIENNA) - MODELS **4 PLEX TO CONSIST OF TWO OF EACH PLAN TYPE* PLAN REVIEW OF (2) 2-STORY PLAN TYPES (UNITS 1.4 AND 1.5) TO CONSTRUCT A TOTAL OF (30) 4-PLEX BUILDINGS WITH 120 UNITS. QAA REQUIRED ON ITEMS: C, G, AND Xb BY GEOTECH. SEE APPROVED PLANS BY BUREAU VERITAS FOR COMPLETE DETAILS. CONTACT: MACK MCKNIGHT mack@3dmgllc.com 702-526-1313 |  |  | 44874 | TOUCHSTONE LIVING INC
BUILD-016686-2022 | Residential Solar | INSTALL ROOF MOUNTED SOLAR SYSTEM WITH PANELS TO AN EXISTING SINGLE FAMILY RESIDENCE. NUMBER OF PANELS: 10. Kilowatts: 4 |  | 7918 JESSAMY | 44874 | Arcadia Solar NV LLC Brian Nowak
BUILD-016654-2022 | Water Heater | REMOVE & REPLACE EXISTING WATER HEATER WITH SEISMIC STRAPS (REQUIRED) AT THE SAME LOCATION IN A SINGLE FAMILY RESIDENCE, SAME FOR SAME. INSPECTION REQUIRED FOR THIS INSTALLATION. * NOT TANKLESS * |  | 1517 SANTA ROSALIA | 44874 | City Wide Plumbing LLC Marcos Sanchez Rengifo
BUILD-016637-2022 | Water Heater | REMOVE & REPLACE EXISTING WATER HEATER WITH SEISMIC STRAPS (REQUIRED) AT THE SAME LOCATION IN A SINGLE FAMILY RESIDENCE, SAME FOR SAME. INSPECTION REQUIRED FOR THIS INSTALLATION. * NOT TANKLESS * |  | 1313 RIPPLESTONE | 44874 | LAS VEGAS PEACH, LLC EVELYN GONZALEZ
BUILD-015630-2022 | Fence Gate | CRAIG SELF STORAGE- CRASH GATE INSTALLATION OF (1) SET OF MANUAL CRASH GATES AT THE WEST DRIVEWAY INTO PROPERTY. *NO ELECTRICAL* SEE APPROVED PLANS FOR COMPLETE DETAILS. CONTACT: DELANEY MARINA 702-643-6202 delaney@innovativeaccesscontrol.com |  | 4031 CRAIG | 44874 | INNOVATIVE ACCESS L.L.C.
BUILD-015097-2022 | Rehab | REHAB DUE TO FIRE/WATER OR VEHICLE DAMAGE. INCLUDES MECHANICAL - COLIMAN LLC, PLUMBING - CRAIGS PLUMBING AND ELECTRICAL - ADVANTAGE POWER LLC. SEE APPROVED PLANS OR SCOPE OF WORK FOR COMPLETE DETAILS. |  | 6338 ANGORA PEAK | 44874
BUILD-012291-2022 | Addition | *CNLV (WRF) FLOW EQUALIZATION BASIN- NEW COMBINATION PERMIT: CONSTRUCT A 16,500 SF FLOW EQUILIZATION BASIN WITH APPURTENANCES. QAA REQUIRED ON ITEMS: C, G, R,S, Xb, XF, Xg, AND Xh BY AZTECH. *NO ELECTRICAL, MEHCANICAL, AND PLUMBING* SEE APPROVED PLANS FOR COMPLETE DETAILS. CONTACT: JOHN FITCH 7026332043 fitchj@cityofnorthlasvegas.com |  | 2580 BETTY | 44874 | CITY OF NORTH LAS VEGAS
BUILD-006473-2022 | Residential | DIAZ-PADILLA RESIDENCE- WELINK BOX INSTALLATION INSTALLATION OF WELINK SUPPLIED BOX; INSTALLATION OF 1-120V 20AMP CIRCUIT OFF EXISTING PANEL BASES ON MAX DISTANCE 10', INSTALLATION OF 1-20AMP BREAKER (BASED ON HOMELINE SQUARE D) WITH BREAKER LOCK INCLUDED; INSTALLATION OF ONE DUPLEX OUTLET INSIDE CUSTOMER SUPPLIED BOX. SEE PLANS FOR COMPLETE DETAILS. CONTACT: PAOLA PUENTE 702-498-1775 paolapuente97@outlook.com |  | 2316 LONE RIDGE | 44874 | RAIDER ELECTRIC LLC
BUILD-016071-2022 | Commercial | CAMBRIDGE HEIGHTS GATE- ELECTRICAL ** UPDATE ADDRESS** REMOVE AND REPLACE CONDUIT , WIRING FOR (4) OPERATOR GATE MOTORS FED FROM METER PEDESTAL. SEE APPROVED PLANS FOR COMPLETE DETAILS. CONTACT: DAVID HESTER 702-456-8570 dave@leielectric.com |  | 2045 CAMBRIDGE HEIGHTS | 44874 | LEGACY ELECTRIC, INC.
BUILD-016171-2022 | Patio | INSTALL/CONSTRUCT A NEW PATIO COVER ATTACHED TO THE SINGLE FAMILY RESIDENCE. SEE APPROVED PLANS FOR COMPLETE DETAILS. SIZE: 13' x 18' x 8'6" ( L x W x H ). SQUARE FOOTAGE: 234.0,, # OF FOOTINGS: 0. PATIO TYPE: Solid. EXISTING SLAB: Existing Concrete Slab. |  | 3323 TROTTING HORSE | 44874 | PATIO COVERS 4 LESS LLC
BUILD-015290-2022 | Tenant Improvement | VG09177B / NV22614-S-01 DONOVAN WAY/ANCHOR- COLLOCATON REMOVE (3) EXISTING ANTENNAS, REMOVE (3) EXISTING RRU'S, INSTALL NEW ANTENNA MOUNT MODIFICATION, INSTALL (3) NEW ANTEANNAS, INSTALL (3) NEW RRU'S, NSTALL (1) NEW HYBRID CABLE, INSTALL (1) NEW EQUIPMENT CABINET, INSTALL (1) NEW BATTERY CABINET, INSTALL (1) NEW SYSTEM MODULE, INSTALL (1) NEW PSU POWER BOOSTER, INSTALL (1) NEW TRANSPORT SYSTEM, INSTALL (1) NEW 100 AMP BREAKER, INSTALL (1) NEW 15 AMP BREAKER. SEE APPROVED PLANS FOR COMPLETE DETAILS. CONTACT: STEPHEN GIBSON 702-789-9877 SGIBSON@SBASITE.COM |  | 4020 LONE MOUNTAIN | 44874 | ALAMON INC
BUILD-013205-2022 | Fire Protection System | *SYNC APARTMENT HOMES BLDG 9- SPRINKLER INSTALL A NEW FIRE SPRINKLER SYSTEM IN NEW APARTMENT HOMES. SEE APPROVED PLANS BY PATRICK NOBLE FOR COMPLETE DETAILS. CONTACT MAYRA ALONSO 702-458-8600 permits@nvfire.com |  |  | 44874 | SOUTHERN NEVADA FIRE PROTECTION, INC.
BUILD-009641-2022 | Commercial | *T-MOBILE SUITE 106- MECHANICAL TO INSTALL TWO(2) DESICCANT DEHUMIDIFYING UNITS IN A COMMERCIAL BUILDING. SEE APPROVED PLANS FOR COMPLETE DETAILS. CONTACT PAUL JACOBSEN 703-343-5158 paul.jacobsen@swsgpc.com |  | 3040 SIMMONS | 44874
BUILD-016698-2022 | Water Heater | REMOVE & REPLACE EXISTING WATER HEATER WITH SEISMIC STRAPS (REQUIRED) AT THE SAME LOCATION IN A SINGLE FAMILY RESIDENCE, SAME FOR SAME. INSPECTION REQUIRED FOR THIS INSTALLATION. * NOT TANKLESS * |  | 7455 BRODY MEADOWS | 44874 | Blue Apple Electric AIr, & Plumbing Jozie Burns
BUILD-008522-2022 | Fire Protection System | NWC CRAIG & BRUCE PHASE 2 BLDG 5- FIRE RISER INSTALL (1) FIRE RISER FOR IN A COMMERCIAL BUILDING. SEE APPROVED PLANS BY PATRICK NOBLE FOR COMPLETE DETAILS. CONTACT NATE POWERS-SABUGO 702-918-6101 npowers@rpweddell.com |  | 1020 CRAIG | 44874
BUILD-016687-2022 | Water Heater | REMOVE & REPLACE EXISTING WATER HEATER WITH SEISMIC STRAPS (REQUIRED) AT THE SAME LOCATION IN A SINGLE FAMILY RESIDENCE, SAME FOR SAME. INSPECTION REQUIRED FOR THIS INSTALLATION. * NOT TANKLESS * |  | 1117 CORNERSTONE | 44874 | Dockside Plumbing Chris becherer
BUILD-013977-2022 | Residential | CORDERO RESIDENCE- ELECTRICAL INSTALL A NEW ENERGY STORAGE SYSTEM, (1) 13.5KWH TESLA POWER WALL. SEE APPROVED PLANS FOR COMPLETE DETAILS. CONTACT CAROLIN CABALLERO 702-420-2425 permits@caballeroselectric.com |  | 4420 CITYSCAPE GLEN | 44874
BUILD-014458-2022 | Rehab | VAZQUEZ- COMMERCIAL FIRE REHAB COMBINATION PERMIT: COMMERCIAL REHAB DUE TO FIRE DAMAGE IN AN EXISTING COMMERCIAL PROPERTY. INCLUDES ELECTRICAL - ADVANTAGE POWER AND MECHANICAL - COLIMAN AND PLUMBING - CRAIGS PLUMBING. SEE APPROVED SCOPE OF WORK AND PLANS FOR COMPLETE DETAILS. CONTACT: TRINIDAD MARTINEZ 702-296-6259 3bscompanyllc@gmail.com |  | 3236 FIGLER | 44874 | 3B'S COMPANY LLC
BUILD-016681-2022 | Water Heater | REMOVE & REPLACE EXISTING WATER HEATER WITH SEISMIC STRAPS (REQUIRED) AT THE SAME LOCATION IN A SINGLE FAMILY RESIDENCE, SAME FOR SAME. INSPECTION REQUIRED FOR THIS INSTALLATION. * NOT TANKLESS * |  | 5322 DAWN BREAK CANYON | 44874 | Delta Mechanical Delta Mechanical
EXT-016580-2022 | Permit Extension | *SEE OCP-005918-2020 FOR EXTENDED PERMIT* |  |  | 44874 | Western States Contracting Inc. Hilarry Rodriguez
BUILD-015661-2022 | Patio | INSTALL/CONSTRUCT A NEW PATIO COVER ATTACHED TO THE SINGLE FAMILY RESIDENCE. SEE APPROVED PLANS FOR COMPLETE DETAILS. SIZE: 10X30. SQUARE FOOTAGE: 300.0,, # OF FOOTINGS: 3. PATIO TYPE: Solid. EXISTING SLAB: Dirt. |  | 4548 AMBERLEY RIDGE | 44874 | ALL STAR PATIOS INC.
BUILD-016172-2022 | Patio | INSTALL/CONSTRUCT A NEW PATIO COVER ATTACHED TO THE SINGLE FAMILY RESIDENCE. SEE APPROVED PLANS FOR COMPLETE DETAILS. SIZE: 12x30. SQUARE FOOTAGE: 360.0,, # OF FOOTINGS: NA. PATIO TYPE: Solid. EXISTING SLAB: Existing Concrete Slab. |  | 3822 SCOTSMAN | 44874 | ULTRA PATIOS
BUILD-011423-2022 | Addition | MANHEIM NEVADA BLDG C- PAINT BOOTH CONSTRUCT A NEW 3,569 SF PAINT BOOTH. QAA REQUIRED ON ITEMS: S BY SUNBELT ENGINEERING AND TESTING LLP. INCLUDES ELECTRICAL - ABLE INC, MECHANICAL - SUNRISE AIR SYSTEMS INC AND PLUMBING - J & J PLUMBING. **NO PLUMBING FIXTURES INSTALLED** SEE APPROVED PLANS FOR COMPLETE DETAILS. CONTACT: NATHALIA DE VERA 702-719-2020 sheldon@scadesign.com |  | 6600 AUCTION | 44874 | NDL GROUP, INC. nathan Goddard
BUILD-016196-2022 | Patio | INSTALL/CONSTRUCT A NEW PATIO COVER ATTACHED TO THE SINGLE FAMILY RESIDENCE. SEE APPROVED PLANS FOR COMPLETE DETAILS. SIZE: 8' x 40' x 9'6". SQUARE FOOTAGE: 320.0,, # OF FOOTINGS: 4. PATIO TYPE: Solid. EXISTING SLAB: Dirt. |  | 7912 ROMULAN | 44874 | PATIO COVERS 4 LESS LLC
BUILD-016639-2022 | Water Softener | INSTALL A NEW WATER SOFTENER IN A SINGLE FAMILY RESIDENCE. INSPECTION REQUIRED FOR THIS INSTALLATION. |  | 3917 CUTTING HORSE | 44874 | LAS VEGAS PEACH, LLC EVELYN GONZALEZ
BUILD-016685-2022 | Water Heater | REMOVE & REPLACE EXISTING WATER HEATER WITH SEISMIC STRAPS (REQUIRED) AT THE SAME LOCATION IN A SINGLE FAMILY RESIDENCE, SAME FOR SAME. INSPECTION REQUIRED FOR THIS INSTALLATION. * NOT TANKLESS * |  | 4108 AARON SCOTT | 44874 | Dockside Plumbing Chris becherer
BUILD-015974-2022 | Fire Protection System | INSTALL FIRE PROTECTION SYSTEM IN A COMMERCIAL BUILDING. SEE APPROVED PLANS FOR COMPLETE DETAILS. |  | 5585 SIMMONS | 44874 | AVATAR FIRE SERVICES LLC
BUILD-016700-2022 | Water Heater | REMOVE & REPLACE EXISTING WATER HEATER WITH SEISMIC STRAPS (REQUIRED) AT THE SAME LOCATION IN A SINGLE FAMILY RESIDENCE, SAME FOR SAME. INSPECTION REQUIRED FOR THIS INSTALLATION. * NOT TANKLESS * |  | 2216 SAN MIGUEL | 44874 | Ideal Services Ronald Madruga
EXT-016694-2022 | Permit Extension | *SEE OCP-011565-2022 FOR EXTENDED PERMIT* |  | 1804 CAMINO MONTE SOL | 44874 | J & J ENTERPRISES SERVICES, INC TRISTAN LARSON
BUILD-013786-2022 | New | What type of pool is being built? Gunite Pool Square Footage: 230 Pool Number of Gallons: 4932 Does this permit include a Spa? No Spa Square Footage: 0 Spa Number of Gallons: 0 Deck Square Footage: 300 Block wall remove/replace: No Block wall removal/replace lineal feet: 0 Existing electrical service amps: 225 Lineal feet of underground electrical: 50 Diameter of conduit: 1" Gas line type: PE Heater BTUs: 400,000 Lineal feet of gas pipe: 40 Diameter of gas pipe: 1 1/2" Mechanical Sub-Contractor: Vintage Pools Plumbing Sub-Contractor: Cortes Plumbing Electrical Sub-Contractor: Murphy Electric |  | 13 BEAVER RIDGE | 44874 | VINTAGE POOLS
BUILD-016663-2022 | Meter Tag | RESIDENTIAL ELECTRICAL METER TAG ONLY- NO REPAIRS. MUST CALL FOR INSPECTION. |  | 3200 EMMONS | 44874 | Penny Electric, LLC Cole Penny
BUILD-016451-2022 | New | What type of pool is being built? Gunite Pool Square Footage: 379 Pool Number of Gallons: 11300 Does this permit include a Spa? No Spa Square Footage: 0 Spa Number of Gallons: 0 Deck Square Footage: 462 Block wall remove/replace: Yes Block wall removal/replace lineal feet: 10 Existing electrical service amps: 200 Lineal feet of underground electrical: 81' Diameter of conduit: 3/4" Gas line type: POLY Heater BTUs: 400K Lineal feet of gas pipe: 74' Diameter of gas pipe: 1-1/2" Mechanical Sub-Contractor: BLUE HAVEN POOLS Plumbing Sub-Contractor: JCP PLUMBING Electrical Sub-Contractor: MURPHY ELECTRIC POOLS |  | 3818 DISCOVERY CREEK | 44874 | BLUE HAVEN POOLS
BUILD-016706-2022 | AC Change Out | CHANGE OUT AC UNIT(S) IN A SINGLE FAMILY RESIDENCE, SAME FOR SAME. INSPECTION REQUIRED FOR THIS INSTALLATION. |  | 5422 ROYAL YACHT | 44874 | Air City Heating & Cooling LLC Bradley Harrison
BUILD-016005-2022 | Commercial | AT & T L157 CRAIG RANCH - GENERATOR INSTALL (1) 30 KW KOHLER STANDBY DIESEL GENERATOR WITH BASE FUEL TANK ON CONCRETE PAD. SEE APPROVED PLANS FOR COMPLETE DETAILS. CONTACT: JAMIE OSTENSON 520-338-9649 jamie.ostenson@mastec.com |  | 725 WASHBURN | 44874 | MASTEC NORTH AMERICA, INC.
BUILD-016650-2022 | Residential Solar | INSTALL ROOF MOUNTED SOLAR SYSTEM WITH PANELS TO AN EXISTING SINGLE FAMILY RESIDENCE. NUMBER OF PANELS: 15. Kilowatts: 6.6 |  | 3811 ANTILIA | 44874 | Arcadia Solar NV LLC Brian Nowak
BUILD-016647-2022 | Residential Solar | INSTALL ROOF MOUNTED SOLAR SYSTEM WITH PANELS TO AN EXISTING SINGLE FAMILY RESIDENCE. NUMBER OF PANELS: 8. Kilowatts: 3.2 |  | 3424 MOURNFUL CALL | 44874 | Titan Solar Power NV Inc. Joselyne Gallegos
BUILD-016712-2022 | Residential Solar | INSTALL ROOF MOUNTED SOLAR SYSTEM WITH PANELS TO AN EXISTING SINGLE FAMILY RESIDENCE. NUMBER OF PANELS: 30. Kilowatts: 12.15 |  | 6013 STANTON SUMMIT | 44874 | Legion Solar Power, LLC Jordan Sage
BUILD-016190-2022 | Residential | RIVERA RESIDENCE- ELECTRICAL INSTALL A NEW 240V, 50A RECEPTACLE IN GARAGE. SEE APPROVED PLANS FOR COMPLETE DETAILS. CONTACT: NOAH KANSKY 702-614-4900 noahk@robcoelectriclv.com |  | 2111 RUBBLE | 44874 | ROBCO ELECTRIC, INC.
BUILD-016688-2022 | Residential Solar | INSTALL ROOF MOUNTED SOLAR SYSTEM WITH PANELS TO AN EXISTING SINGLE FAMILY RESIDENCE. NUMBER OF PANELS: 13. Kilowatts: 5.72 |  | 4611 ENGAGE | 44874 | Arcadia Solar NV LLC Brian Nowak
BUILD-015150-2021 | Tenant Improvement | *7-ELEVEN #41998- TI ***NEW 'CERTIFICATE OF OCCUPANCY' REQUIRED. *** COMBINATION PERMIT: 3960 SF INTERIOR TENANT IMPROVEMENT IN EXISTING COMMERCIAL BUILDING. INCLUDES ELECTRICAL - HILL ELECTRIC, MECHANICAL - DATA MECHANICAL SOLUTIONS, AND PLUMBING - SEAN CRAIGS PLUMBING. INSTALLING 16 NEW PLUMBING FIXTURES (1 COMBINATION SINK, 3 HAND SINKS, 2 HOSE BIBBS, 4 LAVATORIES, 1 ICE MACHINE, 1 SERVICE/MOP SINK, 1 URINAL, AND 3 WATER CLOSETS) @ "RETAIL" RATE. SEE APPROVED PLANS BY INTERWEST FOR COMPLETE DETAILS. CONTACT: MARCUS HAMMONDS 618-979-9569 MHAMMONDS@DIMENSIONGROUP.COM NEW CONTACT: DAISY SCHULTS 720-536-3180 DSCHULTZ@DIMENSIONGROUP.COM |  |  | 44874 | MATHOS, INC.
EXT-016626-2022 | Permit Extension | *SEE OCP-020315-2021 FOR EXTENDED PERMIT* |  |  | 44874 | CLOVER CABLE CONSTRUCTION Jennifer Roberts
BUILD-016662-2022 | Case | EOT & GARAGE CONVERSION |  | 3606 GINGERSNAP | 44874
BUILD-016710-2022 | Residential Solar | INSTALL ROOF MOUNTED SOLAR SYSTEM WITH PANELS TO AN EXISTING SINGLE FAMILY RESIDENCE. NUMBER OF PANELS: 19. Kilowatts: 7.03 |  | 6606 CINNABAR COAST | 44874 | RG Electric, Inc Christie Garhardt
BUILD-016638-2022 | Plumbing Replacement | REPLACE EXISTING PLUMBING LINE/CONNECTION WITHIN A SINGLE FAMILY RESIDENCE, SAME FOR SAME. INSPECTION REQUIRED. |  | 1936 HASSELL | 44874 | LAS VEGAS PEACH, LLC EVELYN GONZALEZ
BUILD-016669-2022 | Water Heater | REMOVE & REPLACE EXISTING WATER HEATER WITH SEISMIC STRAPS (REQUIRED) AT THE SAME LOCATION IN A SINGLE FAMILY RESIDENCE, SAME FOR SAME. INSPECTION REQUIRED FOR THIS INSTALLATION. * NOT TANKLESS * |  | 6025 HUNTER JUMPER | 44874 | Delta Mechanical Delta Mechanical
BUILD-014380-2022 | Commercial | L016 WEST CHEYENNE 4023- ELECTRICAL INSTALL A 30KW DIESEL GENERATOR FOR BACK UP POWER ON A CELL TOWER SITE. SEE APPROVED PLANS FOR COMPLETE DETAILS. CONTACT DARIN LANDES 702-592-7488 ddevine@tmesolutions.com |  | 2105 GOWAN | 44874 | TM ELECTRICAL SOLUTIONS
BUILD-016569-2022 | Gasline | GAS LINE INSTALL/REPAIR/REROUTE PER THE DETAILS PROVIDED. INSPECTION REQUIRED. SEE APPROVED PLANS FOR COMPLETE DETAILS |  | 4555 CAMINO AL NORTE | 44874 | Focus Plumbing Shawna Cansdale
BUILD-014358-2022 | Residential | ROYSDON RESIDENCE- ELECTRICAL INSTALL ELECTRICAL OUTLETS IN A RESIDENTIAL BUILDING. SEE APPROVED PLANS FOR COMPLETE DETAILS. CONTACT SERGIO SABBADINI 702-810-5383 pools@mselectriclv.com |  | 6619 PALMER HEIGHTS | 44874 | M+S Electric Sergio Sabbadini
EXT-016678-2022 | Permit Extension | *SEE OCP-011725-2022 FOR EXTENDED PERMIT* Please extend this permit for final work completion and bond release work |  |  | 44874 | The Korte Company Athena Allen
BUILD-003380-2022 | Addition | *COMMERCIAL - DIESEL TANK INSTALL A NEW ABOVE GROUND DIESEL FUEL SYSTEM TO INCLUDE (1) 12,000 GALLON DIESEL TANK AND ALL RELATED FUEL SYSTEM COMPONENTS. QAA REQUIRED ON ITEMS: XB BY GES (GEOTECHNICAL & ENVIRONMENTAL SERVICES). SEE PPROVED PLANS BY FOR COMPLETE DETAILS. CONTACT: JOHN SHARPLES / SILVER STATE PETROLEUM SERVICE 702-384-0268 silver.state@hotmail.com |  | 4880 DONOVAN | 44874
BUILD-012316-2022 | Model Multi-Family | *WATERCOLORS 4-PLEX (CRIMSON)- MODELS **UPDATE ADDRESS** 18-125000 - 18-125003 **4 PLEX TO CONSIST OF ONE OF EACH PLAN TYPE* PLAN REVIEW OF (4) 2-STORY PLAN TYPES (UNITS 2.0, 2.2, 2.4 AND 2.6) TO CONSTRUCT A TOTAL OF (20) 4-PLEX BUILDINGS WITH 80 UNITS. QAA REQUIRED ON ITEMS: C, G, AND Xb BY GEOTECH. SEE APPROVED PLANS BY INTERWEST FOR COMPLETE DETAILS. UNIT BREAKDOWN: **UNIT 2.0**: 3 BEDROOM WITH 1580 SF LIVING, 483 SF GARAGE **UNIT 2.2**: 3 BEDROOM WITH 1372 SF LIVING, 438 SF GARAGE **UNIT 2.4**: 3 BEDROOM WITH 1352 SF LIVING, 443 SF GARAGE **UNIT 2.6**: 3 BEDROOM WITH 1372 SF LIVING, 438 SF GARAGE CONTACT: MACK MCKNIGHT mack@3dmgllc.com 702-526-1313 |  |  | 44874 | TOUCHSTONE LIVING INC
BUILD-016670-2022 | AC Change Out | CHANGE OUT AC UNIT(S) IN A SINGLE FAMILY RESIDENCE, SAME FOR SAME. INSPECTION REQUIRED FOR THIS INSTALLATION. |  | 1881 ALEXANDER | 44874 | silverstate plumbing amber morris
BUILD-012460-2022 | New | What type of pool is being built? Gunite Pool Square Footage: 425 Pool Number of Gallons: 14900 Does this permit include a Spa? Yes Spa Square Footage: 38 Spa Number of Gallons: 1000 Deck Square Footage: 350 Block wall remove/replace: Yes Block wall removal/replace lineal feet: 10 Existing electrical service amps: 225 Lineal feet of underground electrical: 93' Diameter of conduit: 3/4" Gas line type: POLY Heater BTUs: 400K Lineal feet of gas pipe: 100' Diameter of gas pipe: 1-1/2" Mechanical Sub-Contractor: BLUE HAVEN POOLS Plumbing Sub-Contractor: JCP PLUMBING Electrical Sub-Contractor: MURPHY ELECTRIC |  | 124 SPUR RANCH | 44874 | BLUE HAVEN POOLS
BUILD-016348-2022 | Rehab | REHAB DUE TO FIRE/WATER OR VEHICLE DAMAGE. SEE APPROVED PLANS OR SCOPE OF WORK FOR COMPLETE DETAILS. |  | 6842 FALLEN ROCK | 44874
BUILD-013201-2022 | Fire Protection System | *SYNC APARTMENT HOMES BLDG 8 TYPE B1- SPRINKLER INSTALL A NEW FIRE SPRINKLER SYSTEM IN NEW APARTMENT HOMES. SEE APPROVED PLANS BY PATRICK NOBLE FOR COMPLETE DETAILS. CONTACT MAYRA ALONSO 702-458-8600 permits@nvfire.com |  | 7089 ALIANTE | 44874 | SOUTHERN NEVADA FIRE PROTECTION, INC.
BUILD-016691-2022 | Residential Solar | INSTALL ROOF MOUNTED SOLAR SYSTEM WITH PANELS TO AN EXISTING SINGLE FAMILY RESIDENCE. NUMBER OF PANELS: 18. Kilowatts: 5.94 |  | 1164 PITAYA | 44874 | Straightline Solar Group LLC Roland Gray
BUILD-014038-2022 | New | What type of pool is being built? Gunite Pool Square Footage: 280 Pool Number of Gallons: 8377 Does this permit include a Spa? No Spa Square Footage: 0 Spa Number of Gallons: 0 Deck Square Footage: 800 Block wall remove/replace: No Block wall removal/replace lineal feet: 0 Existing electrical service amps: 200 Lineal feet of underground electrical: 153 Diameter of conduit: 3/4'' Gas line type: PE Heater BTUs: 400,000 Lineal feet of gas pipe: 149 Diameter of gas pipe: 2'' Mechanical Sub-Contractor: Greencare Designs Plumbing Sub-Contractor: Greencare Designs Electrical Sub-Contractor: Penny Electric |  | 5625 AWAKENING | 44874 | GREENCARE DESIGNS LLC
BUILD-016640-2022 | Plumbing Repipe | *NOT TO INCLUDE ANY STRUCTURAL FIXES, INCLUDING CUTTING INTO AND REPAIRING OF SHEAR WALLS* * SEPARATE PERMIT IS REQUIRED FOR ANY STRUCTURAL FIXES* **WORK TO BEGIN AFTER PRESSURE REDUCING VALVE** REMOVAL AND REPLACEMENT OF DAMAGED FITTINGS OR PIPING IN VARIOUS LOCATIONS. REPIPE WITH WIRSBO PIPE MAY INCLUDE REMOVAL AND REPAIR OF INSULATION, DRYWALL, EXTERIOR LATH AND STUCCO ASSOCIATED WITH THE PLUMBING WORK DESCRIBED. INSPECTIONS REQUIRED FOR PIPING AS WELL AS OTHER REPAIR WORK ASSOCIATED WITH THE PLUMBING REPAIR. *DO NOT DRYWALL UNTIL AFTER INSPECTIONS* |  | 3917 CUTTING HORSE | 44874 | LAS VEGAS PEACH, LLC EVELYN GONZALEZ
BUILD-015881-2022 | Rehab | RESIDENTIAL - REHAB REHAB DUE TO FIRE/WATER OR VEHICLE DAMAGE. SEE APPROVED PLANS OR SCOPE OF WORK FOR COMPLETE DETAILS. |  | 1713 WHITE DAISY | 44874
BUILD-016709-2022 | Water Heater | REMOVE & REPLACE EXISTING WATER HEATER WITH SEISMIC STRAPS (REQUIRED) AT THE SAME LOCATION IN A SINGLE FAMILY RESIDENCE, SAME FOR SAME. INSPECTION REQUIRED FOR THIS INSTALLATION. * NOT TANKLESS * |  | 1413 FIREFLY RANCH | 44874 | Blue Apple Electric AIr, & Plumbing Jozie Burns
BUILD-016657-2022 | Case | Missing Garage overhead door |  | 1218 WIZARD | 44874
BUILD-016642-2022 | Tenant Improvement | *T-MOBILE SUITE 106- DEHUMIDIFIERS PLANS AND VALUATION INCLUDED UNDER PERMIT 9641-2022 TO INSTALL TWO(2) DESICCANT DEHUMIDIFYING UNITS IN A COMMERCIAL BUILDING. INCLUDES ELECTRICAL - ADVANTAGE ELECTRIC AND MECHANICAL - HANSEN MECHANICAL. SEE APPROVED PLANS UNDER PERMIT 9641-2022 FOR COMPLETE DETAILS. CONTACT PAUL JACOBSEN 703-343-5158 paul.jacobsen@swsgpc.com |  | 3040 SIMMONS | 44874 | SWSG PC Paul Jacobsen
BUILD-016707-2022 | Residential Solar | INSTALL ROOF MOUNTED SOLAR SYSTEM WITH PANELS TO AN EXISTING SINGLE FAMILY RESIDENCE. NUMBER OF PANELS: 26. Kilowatts: 10.4 |  | 6240 STANDING ELM | 44874 | Tephra Solar Steve Slemboski
EXT-016608-2022 | Permit Extension | *SEE OCP-00923-2022 FOR EXTENSION APP. |  |  | 44874 | RELIANT CONSTRUCTION Rob Boit
BUILD-013963-2022 | Residential | DIAZ RESIDENCE- ELECTRICAL INSTALL A NEW ENERGY STORAGE SYSTEM, (2) 13.5KWH TESLA POWER WALL. SEE APPROVED PLANS FOR COMPLETE DETAILS. CONTACT CAROLIN CABALLERO 702-420-2425 permits@caballeroselectric.com |  | 4814 SPANISH RIVER | 44874
BUILD-016692-2022 | AC Change Out | CHANGE OUT AC UNIT(S) IN A SINGLE FAMILY RESIDENCE, SAME FOR SAME. INSPECTION REQUIRED FOR THIS INSTALLATION. |  | 926 DRUMGOOLEY | 44874 | 24 7 Heating and AC jose montes
BUILD-016325-2022 | Patio | INSTALL/CONSTRUCT A NEW PATIO COVER ATTACHED TO THE SINGLE FAMILY RESIDENCE. SEE APPROVED PLANS FOR COMPLETE DETAILS. SIZE: 10X28. SQUARE FOOTAGE: 280.0,, # OF FOOTINGS: 2. PATIO TYPE: Combo. EXISTING SLAB: Dirt. |  | 6742 SACRED PALM | 44874 | ALL STAR PATIOS INC.
BUILD-016702-2022 | Water Heater | REMOVE & REPLACE EXISTING WATER HEATER WITH SEISMIC STRAPS (REQUIRED) AT THE SAME LOCATION IN A SINGLE FAMILY RESIDENCE, SAME FOR SAME. INSPECTION REQUIRED FOR THIS INSTALLATION. * NOT TANKLESS * |  | 6017 FERRELL | 44874 | Ideal Services Ronald Madruga
BUILD-016703-2022 | Residential Solar | INSTALL ROOF MOUNTED SOLAR SYSTEM WITH PANELS TO AN EXISTING SINGLE FAMILY RESIDENCE. NUMBER OF PANELS: 26. Kilowatts: 10.27 |  | 1943 KARNER BLUE | 44874 | Bell Electrical Systems Estevan DeLosSantos
BUILD-016674-2022 | Fire Flow Test | ***THIS IS NOT A PERMIT, FOR FLOW TEST INSPECTION ONLY*** |  | 475 ROCK QUARRY | 44874 | Xtreme Fire Protection, LLC Wesley Marx
BUILD-013188-2022 | Fence Gate | *NIC BLDG 1- GATE INSTALL (1) NEW STEEL MANUAL GATE. QAA REQUIRED ON ITEMS: C AND S BY BLACK MOUNTAIN GEOTECHNICAL. SEE APPROVED PLANS FOR COMPLETE DETAILS. CONTACT: RICHARD GALLEGOS 702-524-0054 rgallegos@visiconlv.com |  | 3402 NEEHAM | 44874 | DIACON, LLC
BUILD-013343-2022 | Fire Protection System | PERMITER EXEC SUITES - SPRNKLER INSTALL NEW FIRE SPRINKLER SYSTEM IN NEW BUILDING. SEE APPROVED PLANS BY PATRICK NOBLE FOR COMPLETE DETAILS. CONTACT: RICK CASTANEDA / ACE FIRE 702-672-6395 rick@acefirenv.com |  | 2722 PERIMETER | 44875 | ACE FIRE
BUILD-016767-2022 | Residential Solar | INSTALL ROOF MOUNTED SOLAR SYSTEM WITH PANELS TO AN EXISTING SINGLE FAMILY RESIDENCE. NUMBER OF PANELS: [none]. Kilowatts: 2.8 |  | 720 OAKBRIDGE | 44875 | Titan Solar Power NV Inc. Joselyne Gallegos
BUILD-016718-2022 | Water Heater | REMOVE & REPLACE EXISTING WATER HEATER WITH SEISMIC STRAPS (REQUIRED) AT THE SAME LOCATION IN A SINGLE FAMILY RESIDENCE, SAME FOR SAME. INSPECTION REQUIRED FOR THIS INSTALLATION. * NOT TANKLESS * |  | 4867 MARCO POLO | 44875 | Yes! Air Conditioning and Plumbing Rebecca McKeown
BUILD-016584-2022 | New | What type of pool is being built? Gunite Pool Square Footage: 328 Pool Number of Gallons: 7700 Does this permit include a Spa? Yes Spa Square Footage: 49 Spa Number of Gallons: 930 Deck Square Footage: 324 Block wall remove/replace: Yes Block wall removal/replace lineal feet: 3 Existing electrical service amps: 200 Lineal feet of underground electrical: 55 Diameter of conduit: 1" Gas line type: P.E. Heater BTUs: 400K Lineal feet of gas pipe: 40 Diameter of gas pipe: 1.5" Mechanical Sub-Contractor: Anthony & Sylvan Pools Plumbing Sub-Contractor: Peerless Plumbing LLC Electrical Sub-Contractor: Penny Electric |  | 6704 SAND SWALLOW | 44875 | ANTHONY & SYLVAN POOLS CORPORATION
BUILD-016765-2022 | Water Heater | REMOVE & REPLACE EXISTING WATER HEATER WITH SEISMIC STRAPS (REQUIRED) AT THE SAME LOCATION IN A SINGLE FAMILY RESIDENCE, SAME FOR SAME. INSPECTION REQUIRED FOR THIS INSTALLATION. * NOT TANKLESS * |  | 6310 GIANT OAK | 44875 | Air Pro Master LLC Kristina Amelova
EXT-016726-2022 | Permit Extension | *SEE OCP-002509-20223 FOR EXTENDED PERMIT* |  |  | 44875 | NRC CONCRETE DARIN HADLEY
BUILD-016736-2022 | Residential Solar | INSTALL ROOF MOUNTED SOLAR SYSTEM WITH PANELS TO AN EXISTING SINGLE FAMILY RESIDENCE. NUMBER OF PANELS: [none]. Kilowatts: 10.8 |  | 1313 ANDREW DAVID | 44875 | Titan Solar Power NV Inc. Joselyne Gallegos
BUILD-014958-2022 | Fire Protection System | INSTALL FIRE PROTECTION SYSTEM IN A COMMERCIAL BUILDING. SEE APPROVED PLANS FOR COMPLETE DETAILS. |  | 4533 CLOUDREST PEAK | 44875 | MENZIES FAMILY TRUST,
BUILD-016763-2022 | Water Heater | REMOVE & REPLACE EXISTING WATER HEATER WITH SEISMIC STRAPS (REQUIRED) AT THE SAME LOCATION IN A SINGLE FAMILY RESIDENCE, SAME FOR SAME. INSPECTION REQUIRED FOR THIS INSTALLATION. * NOT TANKLESS * |  | 6424 BIRDCALL | 44875 | anytime plumbing Dalinda Hairston
BUILD-016751-2022 | Water Heater | REMOVE & REPLACE EXISTING WATER HEATER WITH SEISMIC STRAPS (REQUIRED) AT THE SAME LOCATION IN A SINGLE FAMILY RESIDENCE, SAME FOR SAME. INSPECTION REQUIRED FOR THIS INSTALLATION. * NOT TANKLESS * |  | 4427 GENELLA | 44875 | Dignity Plumbing Kenneth Thomason
BUILD-016673-2022 | Panel Upgrade | **SEPARATE PERMIT, PLANS AND VALUATION REQUIRED FOR ELECTRICAL WORK PERFORMED ABOVE AND BEYOND A METER PANEL UPGRADE/CHANGE OUT** REMOVE EXISTING METER PANEL AND INSTALL A NEW METER PANEL AT SAME LOCATION, SAME FOR SAME. MUST CALL FOR INSPECTION. UPGRADE FROM 125 AMPERAGE TO 200 AMPERAGE. |  | 3701 LILLIS | 44875 | Electricode Harrison Fakas
BUILD-016713-2022 | Residential Solar | INSTALL ROOF MOUNTED SOLAR SYSTEM WITH PANELS TO AN EXISTING SINGLE FAMILY RESIDENCE. NUMBER OF PANELS: 31. Kilowatts: 11.47 |  | 5512 ERIN LEE | 44875 | Sun Source Energy Sean Crotty
EXT-016715-2022 | Permit Extension | *SEE GRD-007628-2022 FOR EXTENDED PERMIT* |  |  | 44875 | Hy-Rock Phil Sprague
BUILD-016740-2022 | Residential Solar | INSTALL ROOF MOUNTED SOLAR SYSTEM WITH PANELS TO AN EXISTING SINGLE FAMILY RESIDENCE. NUMBER OF PANELS: 26. Kilowatts: 10.4 |  | 5929 HORSEHAIR BLANKET | 44875 | Icon Power Jake Bastian
BUILD-016732-2022 | Water Heater | REMOVE & REPLACE EXISTING WATER HEATER WITH SEISMIC STRAPS (REQUIRED) AT THE SAME LOCATION IN A SINGLE FAMILY RESIDENCE, SAME FOR SAME. INSPECTION REQUIRED FOR THIS INSTALLATION. * NOT TANKLESS * |  | 1005 NEVADA BLAZE | 44875 | Advanced Home Services andrey Petrushkin
BUILD-014959-2022 | Fire Protection System | INSTALL FIRE PROTECTION SYSTEM IN A COMMERCIAL BUILDING. SEE APPROVED PLANS FOR COMPLETE DETAILS. |  | 4525 CLOUDREST PEAK | 44875 | MENZIES FAMILY TRUST,
BUILD-016725-2022 | Water Heater | REMOVE & REPLACE EXISTING WATER HEATER WITH SEISMIC STRAPS (REQUIRED) AT THE SAME LOCATION IN A SINGLE FAMILY RESIDENCE, SAME FOR SAME. INSPECTION REQUIRED FOR THIS INSTALLATION. * NOT TANKLESS * |  | 4620 ARIZONA ROSEWOOD | 44875 | LAS VEGAS PEACH, LLC EVELYN GONZALEZ
BUILD-016722-2022 | AC Change Out | CHANGE OUT AC UNIT(S) IN A SINGLE FAMILY RESIDENCE, SAME FOR SAME. INSPECTION REQUIRED FOR THIS INSTALLATION. |  | 1630 BROKEN FEATHER | 44875 | ONE HOUR AIR JAYSON PESTANAS
BUILD-016729-2022 | Water Heater | REMOVE & REPLACE EXISTING WATER HEATER WITH SEISMIC STRAPS (REQUIRED) AT THE SAME LOCATION IN A SINGLE FAMILY RESIDENCE, SAME FOR SAME. INSPECTION REQUIRED FOR THIS INSTALLATION. * NOT TANKLESS * |  | 1722 LITTLE BOW | 44875 | Nothing But Water Heaters david leahy
BUILD-008879-2022 | Addition | BRASHEARS RESIDENCE- ADDITION COMBINATION PERMIT: CONSTRUCT 342 SF ADDITON TO EXPAND THE EXISTING SINGLE FAMILY RESIDENCE. QAA REQUIRED ON X-j (ICC-ES ESR-2652) BY BLACK MOUNTAIN GEOTECH. INCLUDES ELECTRICAL, MECHANICAL, AND PLUMBING - ALL BY OWNER. SEE APPROVED PLANS FOR COMPLETE DETAILS. CONTACT JENNY BRASHEARS 702-327-5217 jenleeb56@gmail.com |  | 4613 BLACK STALLION | 44875
EXT-016757-2022 | Permit Extension | *SEE OCP-009743-2021 FOR EXTENDED PERMIT* |  |  | 44875 | NRC CONCRETE DARIN HADLEY
BUILD-012766-2022 | Addition | *CIVICA PHASE II- ADDITION DEFERRED ITEMS: PREFAB ROOF TRUSSES AND JOISTS AND ALUMINUM STOREFRONT FRAMING AND ACHORAGE...LQ COMBINATION PERMIT: CONSTRUCT A 2-STORY 11,500 SF SCHOOL ADDITION. QAA REQUIRED ON ITEMS: C, G, M, W, S, Xb AND Z BY UNIVERSAL ENGINEERING SERVICES. INCLUDES ELECTRICAL - RL JACKSON ELECTRIC, MECHANICAL - NO SWEAT, AND PLUMBING - HTA PLUMBING AND MECHANICAL. SEWER CONNECTION BASED ON 260 REGISTERED STUDENTS. SEE APPROVED PLANS BY INTERWEST FOR COMPLETE DETAILS. CONTACT JOHN LOPEMAN 702-456-1070, bsaxon@ethosthree.com |  | 1201 CAREY | 44875 | NEVADA GENERAL CONSTRUCTION
BUILD-016754-2022 | Residential Solar | INSTALL ROOF MOUNTED SOLAR SYSTEM WITH PANELS TO AN EXISTING SINGLE FAMILY RESIDENCE. NUMBER OF PANELS: [none]. Kilowatts: 3.2 |  | 2913 BAYLINER | 44875 | Titan Solar Power NV Inc. Joselyne Gallegos
BUILD-016509-2022 | Onsite Utilities | INSTALL NEW ONSITE WATER, SEWER, AND FIRE LINES. SEE STAMPED "JOB SITE COPY" OF APPROVED CIVIL PLANS AND BOND AND FEE ESTIMATE FOR COMPLETE DETAILS. |  | 3832 DEVELOPMENT | 44875 | RELIANT CONSTRUCTION Rob Boit
BUILD-016737-2022 | Residential Solar | INSTALL ROOF MOUNTED SOLAR SYSTEM WITH PANELS TO AN EXISTING SINGLE FAMILY RESIDENCE. NUMBER OF PANELS: [none]. Kilowatts: 5.6 |  | 917 BOBBY POLLARD | 44875 | Titan Solar Power NV Inc. Joselyne Gallegos
BUILD-016739-2022 | Water Heater | REMOVE & REPLACE EXISTING WATER HEATER WITH SEISMIC STRAPS (REQUIRED) AT THE SAME LOCATION IN A SINGLE FAMILY RESIDENCE, SAME FOR SAME. INSPECTION REQUIRED FOR THIS INSTALLATION. * NOT TANKLESS * |  | 2709 LARK SPARROW | 44875 | RAKEMAN PLUMBING Aaron Hawley
BUILD-016731-2022 | Water Heater | REMOVE & REPLACE EXISTING WATER HEATER WITH SEISMIC STRAPS (REQUIRED) AT THE SAME LOCATION IN A SINGLE FAMILY RESIDENCE, SAME FOR SAME. INSPECTION REQUIRED FOR THIS INSTALLATION. * NOT TANKLESS * |  | 2510 ABILITY | 44875 | Nothing But Water Heaters david leahy
EXT-016723-2022 | Permit Extension | *TOO SOON TO EXTEND: OCP-007841-2022* |  |  | 44875 | RP WEDDELL & SONS CO NATE POWERS-SABUGO
EXT-016717-2022 | Permit Extension | *SEE GRD-018370-2021 FOR EXTENDED PERMIT* |  |  | 44875 | PATRIOT ENTERPRISES David Rocchio Jr.
BUILD-013848-2022 | Tenant Improvement | *CRAIG COMMERCE CENTER SUITE H- TI COMBINATION PERMIT: 200 SF INTERIOR TENANT IMPROVEMENT IN EXISTING SUITE H. NO ELECTRICAL, MECHANICAL, OR PLUMBING. SEE APPROVED PLANS FOR COMPLETE DETAILS. CONTACT WALLIN CONSTRUCTION 702-567-5004 haven@wallinconstructionlv.com |  | 2707 CRAIG | 44875 | WALLIN CONSTRUCTION LLC
BUILD-015033-2022 | New | What type of pool is being built? Gunite Pool Square Footage: 562 Pool Number of Gallons: 20990 Does this permit include a Spa? Yes Spa Square Footage: 38 Spa Number of Gallons: 1080 Deck Square Footage: 480 Block wall remove/replace: No Block wall removal/replace lineal feet: 0 Existing electrical service amps: 200 Lineal feet of underground electrical: 65 Diameter of conduit: 3/4 and 1 Gas line type: PE Heater BTUs: 400k Lineal feet of gas pipe: 55 Diameter of gas pipe: 1 1/2 Mechanical Sub-Contractor: mission west pools Plumbing Sub-Contractor: mission west pools Electrical Sub-Contractor: top notch electric |  | 1524 GENTLE BROOK | 44875 | WILSON, DOUG
BUILD-015719-2022 | Fence Gate | *TULE SPRINGS 1.04- AVI GATES ** SEPERATE PERMIT FOR ELECTRICAL** INSTALL AND AUTOMATED VEHICLE ENTRY GATES IN NEW PROPERTY. SEE APPROVED PLANS FOR COMPLETE DETAILS. CONTACT JOE TOSCANO 702-521-5738 joe@signalgates.c |  |  | 44875 | SIGNAL GATES INC
BUILD-016738-2022 | Water Heater | REMOVE & REPLACE EXISTING WATER HEATER WITH SEISMIC STRAPS (REQUIRED) AT THE SAME LOCATION IN A SINGLE FAMILY RESIDENCE, SAME FOR SAME. INSPECTION REQUIRED FOR THIS INSTALLATION. * NOT TANKLESS * |  | 4035 HOLLIS | 44875 | RAKEMAN PLUMBING Aaron Hawley
BUILD-016728-2022 | Residential Solar | INSTALL ROOF MOUNTED SOLAR SYSTEM WITH PANELS TO AN EXISTING SINGLE FAMILY RESIDENCE. NUMBER OF PANELS: 24. Kilowatts: 9.6 |  | 2713 CRESTED IBIS | 44875 | Powur PBC Jennifer Brantley
BUILD-014881-2022 | Fire Protection System | INSTALL FIRE PROTECTION SYSTEM IN A COMMERCIAL BUILDING. SEE APPROVED PLANS FOR COMPLETE DETAILS. |  | 6380 DECATUR | 44875 | MENZIES FAMILY TRUST,
EXT-016714-2022 | Permit Extension | *SEE GRD-007113-2022 FOR EXTENDED PERMIT* |  |  | 44875 | CC CONSTRUCTION Kyle Quinn
BUILD-016768-2022 | Residential Solar | INSTALL ROOF MOUNTED SOLAR SYSTEM WITH PANELS TO AN EXISTING SINGLE FAMILY RESIDENCE. NUMBER OF PANELS: 23. Kilowatts: 8.395 |  | 6959 BEAUTIFUL BELLE | 44875 | Caballero's Electric LLC Jorge Caballero
BUILD-016770-2022 | Water Heater | REMOVE & REPLACE EXISTING WATER HEATER WITH SEISMIC STRAPS (REQUIRED) AT THE SAME LOCATION IN A SINGLE FAMILY RESIDENCE, SAME FOR SAME. INSPECTION REQUIRED FOR THIS INSTALLATION. * NOT TANKLESS * |  | 5320 PENDERGRASS | 44876 | Delta Mechanical Delta Mechanical
BUILD-016788-2022 | Residential Solar | INSTALL ROOF MOUNTED SOLAR SYSTEM WITH PANELS TO AN EXISTING SINGLE FAMILY RESIDENCE. NUMBER OF PANELS: 19. Kilowatts: 7.6 |  | 3721 CALUMET FARM | 44876 | Tephra Solar Steve Slemboski
BUILD-016779-2022 | Water Heater | REMOVE & REPLACE EXISTING WATER HEATER WITH SEISMIC STRAPS (REQUIRED) AT THE SAME LOCATION IN A SINGLE FAMILY RESIDENCE, SAME FOR SAME. INSPECTION REQUIRED FOR THIS INSTALLATION. * NOT TANKLESS * |  | 5445 PIPERS MEADOW | 44876 | Delta Mechanical Delta Mechanical
BUILD-016789-2022 | Water Heater | REMOVE & REPLACE EXISTING WATER HEATER WITH SEISMIC STRAPS (REQUIRED) AT THE SAME LOCATION IN A SINGLE FAMILY RESIDENCE, SAME FOR SAME. INSPECTION REQUIRED FOR THIS INSTALLATION. * NOT TANKLESS * |  | 4116 BIRD MAN | 44876 | Ideal Services Ronald Madruga
BUILD-016791-2022 | AC Change Out | CHANGE OUT AC UNIT(S) IN A SINGLE FAMILY RESIDENCE, SAME FOR SAME. INSPECTION REQUIRED FOR THIS INSTALLATION. |  | 6057 COPPER LAKES | 44876 | LV Precision Air Nina Hangach
BUILD-016775-2022 | Water Heater | REMOVE & REPLACE EXISTING WATER HEATER WITH SEISMIC STRAPS (REQUIRED) AT THE SAME LOCATION IN A SINGLE FAMILY RESIDENCE, SAME FOR SAME. INSPECTION REQUIRED FOR THIS INSTALLATION. * NOT TANKLESS * |  | 701 GULLWING | 44876 | 5 STAR HOME SERVICES INC ARMEN HARUTYUNYAN
BUILD-016772-2022 | AC Change Out | CHANGE OUT AC UNIT(S) IN A SINGLE FAMILY RESIDENCE, SAME FOR SAME. INSPECTION REQUIRED FOR THIS INSTALLATION. |  | 6325 BEIGE BLUFF | 44876 | Climate Control Experts Joetta Osgood
BUILD-016774-2022 | Residential Solar | INSTALL ROOF MOUNTED SOLAR SYSTEM WITH PANELS TO AN EXISTING SINGLE FAMILY RESIDENCE. NUMBER OF PANELS: 13. Kilowatts: 4.94 |  | 3265 BRIDGE HOUSE | 44876 | ION Solar Permit Department
BUILD-016783-2022 | Residential Solar | INSTALL ROOF MOUNTED SOLAR SYSTEM WITH PANELS TO AN EXISTING SINGLE FAMILY RESIDENCE. NUMBER OF PANELS: 14. Kilowatts: 5.32 |  | 6032 TORCIANO | 44876 | ION Solar Permit Department
BUILD-016730-2022 | Residential Solar | INSTALL ROOF MOUNTED SOLAR SYSTEM WITH PANELS TO AN EXISTING SINGLE FAMILY RESIDENCE. NUMBER OF PANELS: [none]. Kilowatts: 11.2 |  | 6448 JONAH CLARKE | 44876 | Elevation Solar Jerry Coleman
BUILD-016771-2022 | Plumbing Replacement | REPLACE EXISTING PLUMBING LINE/CONNECTION WITHIN A SINGLE FAMILY RESIDENCE, SAME FOR SAME. INSPECTION REQUIRED. ****THIS PERMIT IS SAME FOR SAME*** NO RE-ROUTE PERMITTED*** |  | 4526 BUDDY HOLLY | 44876 | Boss Plumbing Jaime Garcia
BUILD-016792-2022 | Plumbing Replacement | REPLACE EXISTING PLUMBING LINE/CONNECTION WITHIN A SINGLE FAMILY RESIDENCE, SAME FOR SAME. INSPECTION REQUIRED. |  | 1620 CAMARILLO | 44878 | LAS VEGAS PEACH, LLC EVELYN GONZALEZ
BUILD-016793-2022 | Residential Solar | INSTALL ROOF MOUNTED SOLAR SYSTEM WITH PANELS TO AN EXISTING SINGLE FAMILY RESIDENCE. NUMBER OF PANELS: 24. Kilowatts: 8.88 |  | 4546 KALI LYN | 44878 | RG Electric, Inc Christie Garhardt
BUILD-016495-2022 | Temporary Power Pole | ***SEPARATE PERMIT, PLANS AND VALUATION REQUIRED FOR ELECTRICAL WORK PERFORMED ABOVE AND BEYOND A TEMPORARY POWER POLE*** INSTALL (1) TEMPORARY POWER POLE FOR CONSTRUCTION USE. NOT TO CROSS ANY STREETS, HIGHWAYS OR PUBLIC RIGHT-OF-WAYS. INSPECTION REQUIRED. |  | 2725 STORMY STAR | 44879 | Extended Power Inc Ryan Mickle
BUILD-016500-2022 | Temporary Power Pole | ***SEPARATE PERMIT, PLANS AND VALUATION REQUIRED FOR ELECTRICAL WORK PERFORMED ABOVE AND BEYOND A TEMPORARY POWER POLE*** INSTALL (1) TEMPORARY POWER POLE FOR CONSTRUCTION USE. NOT TO CROSS ANY STREETS, HIGHWAYS OR PUBLIC RIGHT-OF-WAYS. INSPECTION REQUIRED. |  | 2739 HOT CIDER | 44879 | Extended Power Inc Ryan Mickle
BUILD-016823-2022 | Meter Tag | RESIDENTIAL ELECTRICAL METER TAG ONLY- NO REPAIRS. MUST CALL FOR INSPECTION. |  | 1929 BALZAR | 44879 | PowerCorp Mike Field
BUILD-016205-2022 | Residential | SLAVICEK RESIDENCE - PANEL UPGRADE ***ONLY PANEL UPGRADE, NO ADDITIONAL WORK*** PANEL UPGRADE FROM 100 AMP TO 200 AMP IN A SINGLE FAMILY RESIDENCE. METER TAG INSPECTION REQUIRED. MUST CALL FOR INSPECTION. CONTACT: JESSICA COX 702-384-4747 service1@canyonelectric.com |  | 3420 OWENS | 44879 | CANYON ELECTRIC
BUILD-016491-2022 | Temporary Power Pole | ***SEPARATE PERMIT, PLANS AND VALUATION REQUIRED FOR ELECTRICAL WORK PERFORMED ABOVE AND BEYOND A TEMPORARY POWER POLE*** INSTALL (1) TEMPORARY POWER POLE FOR CONSTRUCTION USE. NOT TO CROSS ANY STREETS, HIGHWAYS OR PUBLIC RIGHT-OF-WAYS. INSPECTION REQUIRED. |  | 2672 STORMY STAR | 44879 | Extended Power Inc Ryan Mickle
EXT-016773-2022 | Permit Extension | *SEE OCP-011126-2020 FOR EXTENDED PERMIT* |  |  | 44879 | Western States Contracting Inc. Hilarry Rodriguez
BUILD-016817-2022 | Tracts | Subdivision Name: THE ESTATES AT PALMER RANCH STP Number: 18-49003 Lot Number: 339 Plan Type: 50A4 Elevation: C Number of Stories: 1 Living SF: 2756 Garage SF: 459 Porch SF: 48 Patio SF: 150 Balcony SF: [none] Fireplace: None Additional Options: [none] Model Permit #: 179696 Electrical Sub-Contractor: ATOMIC ELECTRIC Mechanical Sub-Contractor: SIERRA AIR CONDITIONING Plumbing Sub-Contractor: CANYON PLUMBING |  | 6637 PASS CATCHER | 44879 | William Lyon Homes Amber Reynolds
BUILD-012815-2022 | Residential | VAN ORDEN RESIDENCE- EV CHARGER INSTALLATION OF 50 AMP BREAKER AND 14-50 OUTLET IN HE GARAGE FOR EV VEHICLE. SEE APPROVED PLANS FOR COMPLETE DETAILS. CONTACT ANDREA VIGIL 702-715-2510 andrea.vigil@allegiantelectric.vegas |  | 4236 CANDLECREEK | 44879 | ALLEGIANT ELECTRIC
BUILD-016501-2022 | Temporary Power Pole | ***SEPARATE PERMIT, PLANS AND VALUATION REQUIRED FOR ELECTRICAL WORK PERFORMED ABOVE AND BEYOND A TEMPORARY POWER POLE*** INSTALL (1) TEMPORARY POWER POLE FOR CONSTRUCTION USE. NOT TO CROSS ANY STREETS, HIGHWAYS OR PUBLIC RIGHT-OF-WAYS. INSPECTION REQUIRED. |  | 2730 HOT CIDER | 44879 | Extended Power Inc Ryan Mickle
BUILD-012800-2022 | Rehab | REHAB DUE TO FIRE/WATER OR VEHICLE DAMAGE. INCLUDES MECHANICAL - LIN-AIR, ELECTRICAL - WILLIAMS ELECTRIC AND PLUMBING - THE WATER HEATER MAN. SEE APPROVED PLANS OR SCOPE OF WORK FOR COMPLETE DETAILS. |  | 3148 ALDER GROVE | 44879 | Ute Construction Steve Fredricks
BUILD-015579-2022 | Commercial | CANYON SPRINGS HIGH SCHOOL GYM- ELECTRICAL INSTALL (64) 216W-4 LAMP T5 HIGH BAY FIXTURES, CHANGE OUT TO 220W LED HIGH BAY FIXTURES. ADD (6) NEW 165W LED HIGHBAY FIXTURES USING EXISTING 277V LIGHTING CIRCUITS. PLEASE SEE APPROVED PLANS FOR COMPLETE DETAILS. CONTACT: JOHN H MAY II 702-686-8237 john.may@rothlighting.net |  | 350 ALEXANDER | 44879 | ROTH LIGHTING, LLC
BUILD-016805-2022 | Residential Solar | INSTALL ROOF MOUNTED SOLAR SYSTEM WITH PANELS TO AN EXISTING SINGLE FAMILY RESIDENCE. NUMBER OF PANELS: 21. Kilowatts: 8.4 |  | 4920 SIGLO | 44879 | TELT VENTURES LLC dba 1Solar Lauren Norris
BUILD-016840-2022 | Fence Residential | GARCIA RESIDENCE - BLOCK WALL OTC CONSTRUCT 77 LF OF 6 FT MAX BLOCK WALL AT SIDE YARD ALL ON OWNER PROPERTY USING SNOBO STANDARDS. SEE APPROVED PLANS FOR COMPLETE DETAILS. CONTACT: IRASEMA GARCIA 702-787-8878 ELYELLA1973@HOTMAIL.COM |  | 3512 MABRY | 44879 | ***OWNER/BUILDER GARCIA SANTIAGO & IRASEMA
BUILD-016769-2022 | Commercial | CRAIG ROAD SELF STORAGE- ELECTRICAL ELECTRICAL TO GATE INSTALLED UNDER PERMIT 14526-2022. VALUATION AND PLANS UNDER 14526-2022. CONTACT: JOE WINKELMANN 702-538-6308 joe@innovativeaccesscontrol.com |  | 4031 CRAIG | 44879 | Core Electric, Inc. Jesse Larrabee
BUILD-007686-2022 | Fence Commercial | LONE MOUNTAIN & PECOS PAD 7 PARKING LOT- IRON GATE **SEPARATE ELECTRICAL PERMIT UNDER 16699-2022** INSTALL 40 LF OF 8' HIGH IRON MOTORIZED GATE. SEE APPROVED PLANS FOR COMPLETE DETAILS. CONTACT: JOE GREEN / FENCING SPECIALISTS INC 702-556-6952 jg@fsilv.com |  | 4970 PECOS | 44879 | FENCING SPECIALISTS, INC.
BUILD-016496-2022 | Temporary Power Pole | ***SEPARATE PERMIT, PLANS AND VALUATION REQUIRED FOR ELECTRICAL WORK PERFORMED ABOVE AND BEYOND A TEMPORARY POWER POLE*** INSTALL (1) TEMPORARY POWER POLE FOR CONSTRUCTION USE. NOT TO CROSS ANY STREETS, HIGHWAYS OR PUBLIC RIGHT-OF-WAYS. INSPECTION REQUIRED. |  | 2722 HOT CIDER | 44879 | Extended Power Inc Ryan Mickle
BUILD-016798-2022 | Residential Solar | INSTALL ROOF MOUNTED SOLAR SYSTEM WITH PANELS TO AN EXISTING SINGLE FAMILY RESIDENCE. NUMBER OF PANELS: 22. Kilowatts: 8.69 |  | 212 FRAD | 44879 | Freedom Forever Belinda Simmons
BUILD-016810-2022 | Water Heater | REMOVE & REPLACE EXISTING WATER HEATER WITH SEISMIC STRAPS (REQUIRED) AT THE SAME LOCATION IN A SINGLE FAMILY RESIDENCE, SAME FOR SAME. INSPECTION REQUIRED FOR THIS INSTALLATION. * NOT TANKLESS * |  | 5244 PENDERGRASS | 44879 | Advanced Home Services andrey Petrushkin
BUILD-016819-2022 | Tracts | Subdivision Name: THE HEIGHTS AT PALMER RANCH STP Number: 18-50000 Lot Number: 291 Plan Type: 40A1 Elevation: C Number of Stories: 1 Living SF: 1724 Garage SF: 456 Porch SF: 29 Patio SF: 150 Balcony SF: [none] Fireplace: None Additional Options: [none] Model Permit #: 179698 Electrical Sub-Contractor: ATOMIC ELECTRIC Mechanical Sub-Contractor: SIERRA AIR CONDITIONING Plumbing Sub-Contractor: CANYON PLUMBING |  | 6737 PALMER ESTATES | 44879 | William Lyon Homes Amber Reynolds
BUILD-016699-2022 | Commercial | LONE MOUNTAIN & PECOS PAD 7 PARKING LOT - ELECTRICAL **PLANS INCLUDED UNDER PERMIT 007686-2022** INSTALL AUTOMATION TO AN EXISTING GATE PREVIOUSLY APPROVED. SEE APPROVED PLANS FOR COMPLETE DETAILS. CONTACT: LC ELECTRIC 702-896-6834 TIM@ICELECTRIC.NET |  | 3109 LOSEE | 44879 | LC ELECTRIC, LLC
BUILD-016812-2022 | Residential Solar | INSTALL ROOF MOUNTED SOLAR SYSTEM WITH PANELS TO AN EXISTING SINGLE FAMILY RESIDENCE. NUMBER OF PANELS: 27. Kilowatts: 9.86 |  | 1223 CACTUS NEEDLE | 44879 | Lifetime Power LLC Valerie Sushkova
EXT-016831-2022 | Permit Extension | *SEE OCP-003678-2022 FOR EXTENDED PERMIT* |  |  | 44879 | SUNRISE PAVING Robert Wadsworth
BUILD-016797-2022 | Residential Solar | INSTALL ROOF MOUNTED SOLAR SYSTEM WITH PANELS TO AN EXISTING SINGLE FAMILY RESIDENCE. NUMBER OF PANELS: 15. Kilowatts: 5.25 |  | 3415 STRAWBERRY ROAN | 44879 | Freedom Forever Belinda Simmons
BUILD-016828-2022 | AC Change Out | CHANGE OUT AC UNIT(S) IN A SINGLE FAMILY RESIDENCE, SAME FOR SAME. INSPECTION REQUIRED FOR THIS INSTALLATION. |  | 1318 PINE TERRACE | 44879 | Climate Control Experts Joetta Osgood
BUILD-016804-2022 | AC Change Out | CHANGE OUT AC UNIT(S) IN A SINGLE FAMILY RESIDENCE, SAME FOR SAME. INSPECTION REQUIRED FOR THIS INSTALLATION. |  | 1881 ALEXANDER | 44879 | Yes! Air Conditioning and Plumbing Rebecca McKeown
BUILD-015308-2022 | Fire Protection System | SILVER STATE COMMERCE PH IV -SPRINKLERS 11/17/22 PERMIT CORRECTED: *SEE SEPARATE PERMITS FOR FUEL PUMP (#17003-2022) AND FUEL TANK (#17004-2022). APPROVED PLANS INCLUDED UNDER THIS PERMIT* ----------------------------------------------------------------------------------------------------- INSTALL NEW FIRE SPRINKLER SYSTEM. SEE APPROVED PLANS BY PATRICK NOBLE FOR COMPLETE DETAILS. INSTALL FIRE PROTECTION SYSTEM IN A COMMERCIAL BUILDING. SEE APPROVED PLANS FOR COMPLETE DETAILS. |  | 1205 ALEXANDER | 44879 | VEGAS VALLEY FIRE DESIGN INC
BUILD-016504-2022 | Temporary Power Pole | ***SEPARATE PERMIT, PLANS AND VALUATION REQUIRED FOR ELECTRICAL WORK PERFORMED ABOVE AND BEYOND A TEMPORARY POWER POLE*** INSTALL (1) TEMPORARY POWER POLE FOR CONSTRUCTION USE. NOT TO CROSS ANY STREETS, HIGHWAYS OR PUBLIC RIGHT-OF-WAYS. INSPECTION REQUIRED. |  | 2706 HOT CIDER | 44879 | Extended Power Inc Ryan Mickle
EXT-016432-2022 | Permit Extension | *SEE OCP-004674-2022 FOR EXTENDED PERMIT* |  |  | 44879 | SUNRISE PAVING Robert Wadsworth
BUILD-016499-2022 | Temporary Power Pole | ***SEPARATE PERMIT, PLANS AND VALUATION REQUIRED FOR ELECTRICAL WORK PERFORMED ABOVE AND BEYOND A TEMPORARY POWER POLE*** INSTALL (1) TEMPORARY POWER POLE FOR CONSTRUCTION USE. NOT TO CROSS ANY STREETS, HIGHWAYS OR PUBLIC RIGHT-OF-WAYS. INSPECTION REQUIRED. |  | 2727 HOT CIDER | 44879 | Extended Power Inc Ryan Mickle
BUILD-014526-2022 | Fence Gate | CRAIG ROAD SELF STORAGE- AUTOMATED GATE INSTALLATION OF AN AUTOMATED GATE AT MAIN ENTRANCE AT EXISITING BUILDING. SEPARATE ELECTRICAL PERMIT UNDER 16769-2022.SEE APPROVED PLANS FOR COMPLETE DETAILS. CONTACT: JOE WINKELMANN 702-538-6308 joe@innovativeaccesscontrol.com |  | 4031 CRAIG | 44879 | INNOVATIVE ACCESS L.L.C.
BUILD-016799-2022 | Residential Solar | INSTALL ROOF MOUNTED SOLAR SYSTEM WITH PANELS TO AN EXISTING SINGLE FAMILY RESIDENCE. NUMBER OF PANELS: 30. Kilowatts: 11.85 |  | 4844 EL ESTE | 44879 | Freedom Forever Belinda Simmons
BUILD-016807-2022 | Water Heater | REMOVE & REPLACE EXISTING WATER HEATER WITH SEISMIC STRAPS (REQUIRED) AT THE SAME LOCATION IN A SINGLE FAMILY RESIDENCE, SAME FOR SAME. INSPECTION REQUIRED FOR THIS INSTALLATION. * NOT TANKLESS * |  | 5244 PENDERGRASS | 44879 | Advanced Home Services andrey Petrushkin
BUILD-016835-2022 | Residential Solar | INSTALL ROOF MOUNTED SOLAR SYSTEM WITH PANELS TO AN EXISTING SINGLE FAMILY RESIDENCE. NUMBER OF PANELS: 21. Kilowatts: 8.505 |  | 3713 RAVEN PEAK | 44879 | SUNRUN BRANDY PALCHETTI
BUILD-016820-2022 | Tracts | Subdivision Name: THE HEIGHTS AT PALMER RANCH STP Number: 18-50002 Lot Number: 290 Plan Type: 40A3 Elevation: B Number of Stories: 1 Living SF: 2050 Garage SF: 456 Porch SF: 30 Patio SF: 150 Balcony SF: [none] Fireplace: Optional Additional Options: [none] Model Permit #: 179698 Electrical Sub-Contractor: ATOMIC ELECTRIC Mechanical Sub-Contractor: SIERRA AIR CONDITIONING Plumbing Sub-Contractor: CANYON PLUMBING |  | 6733 PALMER ESTATES | 44879 | William Lyon Homes Amber Reynolds
BUILD-016803-2022 | AC Change Out | CHANGE OUT AC UNIT(S) IN A SINGLE FAMILY RESIDENCE, SAME FOR SAME. INSPECTION REQUIRED FOR THIS INSTALLATION. |  | 4645 COUNTRY GABLES | 44879 | Yes! Air Conditioning and Plumbing Rebecca McKeown
BUILD-016494-2022 | Temporary Power Pole | ***SEPARATE PERMIT, PLANS AND VALUATION REQUIRED FOR ELECTRICAL WORK PERFORMED ABOVE AND BEYOND A TEMPORARY POWER POLE*** INSTALL (1) TEMPORARY POWER POLE FOR CONSTRUCTION USE. NOT TO CROSS ANY STREETS, HIGHWAYS OR PUBLIC RIGHT-OF-WAYS. INSPECTION REQUIRED. |  | 2730 STORMY STAR | 44879 | Extended Power Inc Ryan Mickle
EXT-016795-2022 | Permit Extension | *SEE GRD-007555-2022 FOR EXTENDED PERMIT* |  |  | 44879 | WESTERN STATES CONTRACTING Estephanie Franco
BUILD-016502-2022 | Temporary Power Pole | ***SEPARATE PERMIT, PLANS AND VALUATION REQUIRED FOR ELECTRICAL WORK PERFORMED ABOVE AND BEYOND A TEMPORARY POWER POLE*** INSTALL (1) TEMPORARY POWER POLE FOR CONSTRUCTION USE. NOT TO CROSS ANY STREETS, HIGHWAYS OR PUBLIC RIGHT-OF-WAYS. INSPECTION REQUIRED. |  | 2718 HOT CIDER | 44879 | Extended Power Inc Ryan Mickle
BUILD-016800-2022 | Plumbing Replacement | REPLACE EXISTING PLUMBING LINE/CONNECTION WITHIN A SINGLE FAMILY RESIDENCE, SAME FOR SAME. INSPECTION REQUIRED. |  | 6066 HIDDEN ROCK | 44879 | anytime plumbing Dalinda Hairston
BUILD-016498-2022 | Temporary Power Pole | ***SEPARATE PERMIT, PLANS AND VALUATION REQUIRED FOR ELECTRICAL WORK PERFORMED ABOVE AND BEYOND A TEMPORARY POWER POLE*** INSTALL (1) TEMPORARY POWER POLE FOR CONSTRUCTION USE. NOT TO CROSS ANY STREETS, HIGHWAYS OR PUBLIC RIGHT-OF-WAYS. INSPECTION REQUIRED. |  | 2719 HOT CIDER | 44879 | Extended Power Inc Ryan Mickle
BUILD-015852-2022 | Residential Solar | INSTALL ROOF MOUNTED SOLAR SYSTEM WITH PANELS TO AN EXISTING SINGLE FAMILY RESIDENCE. NUMBER OF PANELS: 23. Kilowatts: 8.28 |  | 4748 CACTUS SUN | 44879 | Lifetime Power LLC Valerie Sushkova
BUILD-016489-2022 | Temporary Power Pole | ***SEPARATE PERMIT, PLANS AND VALUATION REQUIRED FOR ELECTRICAL WORK PERFORMED ABOVE AND BEYOND A TEMPORARY POWER POLE*** INSTALL (1) TEMPORARY POWER POLE FOR CONSTRUCTION USE. NOT TO CROSS ANY STREETS, HIGHWAYS OR PUBLIC RIGHT-OF-WAYS. INSPECTION REQUIRED. |  | 2667 STORMY STAR | 44879 | Extended Power Inc Ryan Mickle
BUILD-016809-2022 | Water Heater | REMOVE & REPLACE EXISTING WATER HEATER WITH SEISMIC STRAPS (REQUIRED) AT THE SAME LOCATION IN A SINGLE FAMILY RESIDENCE, SAME FOR SAME. INSPECTION REQUIRED FOR THIS INSTALLATION. * NOT TANKLESS * |  | 2908 RIVER RANCH | 44879 | Advanced Home Services andrey Petrushkin
BUILD-016830-2022 | Residential Solar | INSTALL ROOF MOUNTED SOLAR SYSTEM WITH PANELS TO AN EXISTING SINGLE FAMILY RESIDENCE. NUMBER OF PANELS: 5. Kilowatts: 2 |  | 2805 EMILY ANN | 44879 | Titan Solar Power NV Inc. Joselyne Gallegos
BUILD-016808-2022 | Plumbing Replacement | REPLACE EXISTING PLUMBING LINE/CONNECTION WITHIN A SINGLE FAMILY RESIDENCE, SAME FOR SAME. INSPECTION REQUIRED. |  | 3438 DAPPLE | 44879 | Yes! Air Conditioning and Plumbing Rebecca McKeown
BUILD-015515-2022 | Residential | RESIDENCE- ELECTRICAL INSTALL 2" LINE FROM 400 AMP MAIN PANEL TO NEW 100 AMP SUBPANEL TO CASITA / GAME ROOM AT REAR YARD. SEE APPROVED PLANS FOR COMPLETE DETAILS. CONTACT: VELIA CALBAN / ADVANTAGE SERVICES 702-541-8600 velia@advantageelectricnv.com |  | 4529 SAN MIGUEL | 44879 | ADVANTAGE ELECTRIC LLC
BUILD-016846-2022 | Residential Solar | INSTALL ROOF MOUNTED SOLAR SYSTEM WITH PANELS TO AN EXISTING SINGLE FAMILY RESIDENCE. NUMBER OF PANELS: 15. Kilowatts: 6 |  | 7073 RANGE VALLEY | 44880 | Cooper Roofing & Solar Rocco Prock
BUILD-016482-2022 | Patio | INSTALL/CONSTRUCT A NEW PATIO COVER ATTACHED TO THE SINGLE FAMILY RESIDENCE. SEE APPROVED PLANS FOR COMPLETE DETAILS. SIZE: 12' x 40'. SQUARE FOOTAGE: 480.0,, # OF FOOTINGS: 0. PATIO TYPE: Solid. EXISTING SLAB: Existing Concrete Slab. |  | 4141 SIGALAS | 44880 | PATIO COVERS 4 LESS LLC
BUILD-015003-2022 | Commercial | MANN AND HUMMEL- ELECTRICAL INSTALL (3) SURFACE MOUNTED 15 AMP 120VOLT DUPLEX RECEPTACLES FOR WALL MOUNTED FAN/LIGHT FIXTURES, (4) 20 AMP 120 VOLT DEDICATED CIRCUITS FOR (4) HAND DRYERS. SEE APPROVED PLANS FOR COMPLETE DETAILS. CONTACT: BRANDI FOWLER 702-778-4346 admin@fowlerelectricnv.com |  | 5605 HOLLYWOOD | 44880 | FOWLER ELECTRIC LTD
BUILD-015449-2022 | Fire Protection System | INSTALL FIRE PROTECTION SYSTEM IN A COMMERCIAL BUILDING. SEE APPROVED PLANS FOR COMPLETE DETAILS. |  | 7332 DECATUR | 44880 | ON GUARD FIRE PROTECTION
BUILD-016514-2022 | Patio | INSTALL/CONSTRUCT A NEW PATIO COVER ATTACHED TO THE SINGLE FAMILY RESIDENCE. SEE APPROVED PLANS FOR COMPLETE DETAILS. SIZE: 12' x 40'. SQUARE FOOTAGE: 480.0,, # OF FOOTINGS: 0. PATIO TYPE: Solid. EXISTING SLAB: Existing Concrete Slab. |  | 4149 SIGALAS | 44880 | PATIO COVERS 4 LESS LLC
BUILD-015689-2022 | Patio | INSTALL/CONSTRUCT A NEW PATIO COVER ATTACHED TO THE SINGLE FAMILY RESIDENCE. SEE APPROVED PLANS FOR COMPLETE DETAILS. SIZE: 10'x20'. SQUARE FOOTAGE: 200.0,, # OF FOOTINGS: 2. PATIO TYPE: Lattice. EXISTING SLAB: Dirt. |  | 813 BLUEBIRD HILL | 44880 | Proficient Patios & Backyard Designs Jessica Lane
BUILD-016854-2022 | Residential Solar | INSTALL ROOF MOUNTED SOLAR SYSTEM WITH PANELS TO AN EXISTING SINGLE FAMILY RESIDENCE. NUMBER OF PANELS: 15. Kilowatts: 5.55 |  | 3729 ST CHARLES | 44880 | Solid State Electric LLC Kevin Gunderson
BUILD-016836-2022 | New | What type of pool is being built? Gunite Pool Square Footage: 455 Pool Number of Gallons: 11715 Does this permit include a Spa? No Spa Square Footage: 0 Spa Number of Gallons: 0 Deck Square Footage: 318 Block wall remove/replace: Yes Block wall removal/replace lineal feet: 3 Existing electrical service amps: 225 Lineal feet of underground electrical: 44 Diameter of conduit: 1" Gas line type: N/A Heater BTUs: 0 Lineal feet of gas pipe: 0 Diameter of gas pipe: 0 Mechanical Sub-Contractor: Anthony & Sylvan Pools Plumbing Sub-Contractor: DBR LLC Plumbing Electrical Sub-Contractor: Penny Electric |  | 5752 COUNTRY LAKE | 44880 | ANTHONY & SYLVAN POOLS CORPORATION
BUILD-016864-2022 | Residential Solar | INSTALL ROOF MOUNTED SOLAR SYSTEM WITH PANELS TO AN EXISTING SINGLE FAMILY RESIDENCE. NUMBER OF PANELS: 20. Kilowatts: 7.6 |  | 3308 FLYWAY | 44880 | ION Solar Permit Department
BUILD-016858-2022 | Residential Solar | INSTALL ROOF MOUNTED SOLAR SYSTEM WITH PANELS TO AN EXISTING SINGLE FAMILY RESIDENCE. NUMBER OF PANELS: 19. Kilowatts: 6.935 |  | 3108 SUDDEN VALLEY | 44880 | Momentum Solar Alexa Scarduzio
BUILD-016851-2022 | Residential Solar | INSTALL ROOF MOUNTED SOLAR SYSTEM WITH PANELS TO AN EXISTING SINGLE FAMILY RESIDENCE. NUMBER OF PANELS: 13. Kilowatts: 5.2 |  | 7057 RANGE VALLEY | 44880 | Cooper Roofing & Solar Rocco Prock
BUILD-014393-2022 | Fire Protection System | VVFP SSC PH III BLDG 6- FIRE SPRINKLER 11/17/22 PERMIT CORRECTED: *SEE SEPARATE PERMITS FOR FIRE PUMP (#17007-2022) . APPROVED PLANS INCLUDED UNDER THIS PERMIT* ----------------------------------------------------------------------------------------------------- INSTALL NEW FIRE SPRINKLER SYSTEM. SEE APPROVED PLANS BY PATRICK NOBLE FOR COMPLETE DETAILS. ----------------------------------------------------------------------------------------------------- INSTALL FIRE PROTECTION SYSTEM IN A COMMERCIAL BUILDING. SEE APPROVED PLANS FOR COMPLETE DETAILS. |  | 4030 5TH | 44880 | VEGAS VALLEY FIRE DESIGN INC
BUILD-016862-2022 | Water Heater | REMOVE & REPLACE EXISTING WATER HEATER WITH SEISMIC STRAPS (REQUIRED) AT THE SAME LOCATION IN A SINGLE FAMILY RESIDENCE, SAME FOR SAME. INSPECTION REQUIRED FOR THIS INSTALLATION. * NOT TANKLESS * |  | 6220 SERENO SPRINGS | 44880 | Boss Plumbing Jaime Garcia
BUILD-013974-2022 | Residential | DUNCAN RESIDENCE- ELECTRICAL INSTALL A NEW ENERGY STORAGE SYSTEM, (2) 13.5KWH TESLA POWER WALL. SEE APPROVED PLANS FOR COMPLETE DETAILS. CONTACT CAROLIN CABALLERO 702-420-2425 permits@caballeroselectric.com |  | 4459 VALLEY REGAL | 44880
BUILD-016870-2022 | AC Change Out | CHANGE OUT AC UNIT(S) IN A SINGLE FAMILY RESIDENCE, SAME FOR SAME. INSPECTION REQUIRED FOR THIS INSTALLATION. |  | 1802 NIGHT SHADOW | 44880 | ONE HOUR AIR JAYSON PESTANAS
BUILD-015774-2022 | Residential | GAMALONG RESIDENCE- ELECTRICAL INSTALL (1) WR OUTLET WITH BUBBLE COVER ON FUTURE PATIO AREA UTILIZING 3/4" PVC #12 AWG. SEE APPROVED PLANS FOR COMPLETE DETAILS. CONTACT ELIZABETH GOWER 702-279-6040 email@pennyelectric.com |  | 5625 AWAKENING | 44880 | PENNY ELECTRIC, LLC
BUILD-016861-2022 | Residential Solar | INSTALL ROOF MOUNTED SOLAR SYSTEM WITH PANELS TO AN EXISTING SINGLE FAMILY RESIDENCE. NUMBER OF PANELS: 16. Kilowatts: 4.24 |  | 4141 SIGALAS | 44880 | Tesla Lauren Jones
BUILD-016845-2022 | Residential Solar | INSTALL ROOF MOUNTED SOLAR SYSTEM WITH PANELS TO AN EXISTING SINGLE FAMILY RESIDENCE. NUMBER OF PANELS: 13. Kilowatts: 5.2 |  | 7077 RANGE VALLEY | 44880 | Cooper Roofing & Solar Rocco Prock
BUILD-016409-2022 | Residential | LEWIS RESIDENCE- ELECTRICAL INSTALL ONE (1) DEDICATED 120V 20AMP GFCI PROTECTED CIRCUIT FROM THE MAIN ELECTRICAL PANEL TO THE BATHROOM AREA VIA 12AWG WIRING. SEE APPROVED PLANS FOR COMPLETE DETAILS. CONTACT: ANNA ROOSMA 702-260-4001 admin@electricodellc.com |  | 3913 CELEBRATION COVE | 44880 | ELECTRICODE L.L.C.
BUILD-016841-2022 | New | What type of pool is being built? Gunite Pool Square Footage: 255 Pool Number of Gallons: 7600 Does this permit include a Spa? Yes Spa Square Footage: 38 Spa Number of Gallons: 1000 Deck Square Footage: 0 Block wall remove/replace: No Block wall removal/replace lineal feet: 0 Existing electrical service amps: 200 Lineal feet of underground electrical: 70' Diameter of conduit: 3/4" Gas line type: POLY Heater BTUs: 400K Lineal feet of gas pipe: 80' Diameter of gas pipe: 1-1/2" Mechanical Sub-Contractor: BLUE HAVEN POOLS Plumbing Sub-Contractor: JCP PLUMBING Electrical Sub-Contractor: MURPHY ELECTRIC POOLS |  | 3635 COVEWICK | 44880 | BLUE HAVEN POOLS
BUILD-015451-2022 | Fire Protection System | INSTALL FIRE PROTECTION SYSTEM IN A COMMERCIAL BUILDING. SEE APPROVED PLANS FOR COMPLETE DETAILS. |  | 7234 DECATUR | 44880
BUILD-012721-2022 | Fence Commercial | INSTALL/CONSTRUCT A NEW BLOCK/RETAINING WALL ON THE PROPERTY. SEE APPROVED PLANS FOR COMPLETE DETAILS. QAA NOT REQUIRED. ¦¦ AHL |  | 926 CRAIG | 44880 | Acero Masonry LLC Ricardo Acero
BUILD-016879-2022 | Water Heater | REMOVE & REPLACE EXISTING WATER HEATER WITH SEISMIC STRAPS (REQUIRED) AT THE SAME LOCATION IN A SINGLE FAMILY RESIDENCE, SAME FOR SAME. INSPECTION REQUIRED FOR THIS INSTALLATION. * NOT TANKLESS * |  | 1909 PEYTON STEWART | 44880 | Delta Mechanical Delta Mechanical
BUILD-015453-2022 | Fire Protection System | INSTALL FIRE PROTECTION SYSTEM IN A COMMERCIAL BUILDING. SEE APPROVED PLANS FOR COMPLETE DETAILS. |  | 7236 DECATUR | 44880 | ON GUARD FIRE PROTECTION
BUILD-016868-2022 | Residential Solar | INSTALL ROOF MOUNTED SOLAR SYSTEM WITH PANELS TO AN EXISTING SINGLE FAMILY RESIDENCE. NUMBER OF PANELS: 21. Kilowatts: 8.5 |  | 1917 TOSCANINI | 44880 | Legion Solar Power, LLC Jordan Sage
BUILD-016883-2022 | Water Heater | REMOVE & REPLACE EXISTING WATER HEATER WITH SEISMIC STRAPS (REQUIRED) AT THE SAME LOCATION IN A SINGLE FAMILY RESIDENCE, SAME FOR SAME. INSPECTION REQUIRED FOR THIS INSTALLATION. * NOT TANKLESS * |  | 3774 KILGORES ROCKS | 44880 | Delta Mechanical Delta Mechanical
BUILD-016869-2022 | Water Heater | REMOVE & REPLACE EXISTING WATER HEATER WITH SEISMIC STRAPS (REQUIRED) AT THE SAME LOCATION IN A SINGLE FAMILY RESIDENCE, SAME FOR SAME. INSPECTION REQUIRED FOR THIS INSTALLATION. * NOT TANKLESS * |  | 1844 PANTHER | 44880 | Delta Mechanical Delta Mechanical
BUILD-016653-2022 | New | What type of pool is being built? Gunite Pool Square Footage: 350 Pool Number of Gallons: 9110 Does this permit include a Spa? Yes Spa Square Footage: 56 Spa Number of Gallons: 2000 Deck Square Footage: 319 Block wall remove/replace: No Block wall removal/replace lineal feet: 0 Existing electrical service amps: 225 Lineal feet of underground electrical: 148 Diameter of conduit: 1 Gas line type: PE Heater BTUs: 400000 Lineal feet of gas pipe: 142 Diameter of gas pipe: 1.5" Mechanical Sub-Contractor: [none] Plumbing Sub-Contractor: [none] Electrical Sub-Contractor: [none] |  | 7608 QUAIL DUST | 44880 | TRITON POOLS LLC
BUILD-016844-2022 | Residential Solar | INSTALL ROOF MOUNTED SOLAR SYSTEM WITH PANELS TO AN EXISTING SINGLE FAMILY RESIDENCE. NUMBER OF PANELS: 14. Kilowatts: 5.6 |  | 3715 VIDALIA | 44880 | Titan Solar Power NV Inc. Joselyne Gallegos
BUILD-015452-2022 | Fire Protection System | INSTALL FIRE PROTECTION SYSTEM IN A COMMERCIAL BUILDING. SEE APPROVED PLANS FOR COMPLETE DETAILS. |  | 7304 DECATUR | 44880 | ON GUARD FIRE PROTECTION
BUILD-016780-2022 | New | What type of pool is being built? Gunite Pool Square Footage: 428 Pool Number of Gallons: 12500 Does this permit include a Spa? No Spa Square Footage: 0 Spa Number of Gallons: 0 Deck Square Footage: 597 Block wall remove/replace: Yes Block wall removal/replace lineal feet: 1.5 Existing electrical service amps: 200 Lineal feet of underground electrical: 10 Diameter of conduit: 1" Gas line type: P.E. Heater BTUs: 400000 Lineal feet of gas pipe: 50 Diameter of gas pipe: 1.5" Mechanical Sub-Contractor: Steve Breck Pools Plumbing Sub-Contractor: JG Plumbing Electrical Sub-Contractor: Murphy Electric |  | 7429 BUGLER SWAN | 44880 | STEVE BRECK POOLS, LLC
BUILD-016875-2022 | AC Change Out | CHANGE OUT AC UNIT(S) IN A SINGLE FAMILY RESIDENCE, SAME FOR SAME. INSPECTION REQUIRED FOR THIS INSTALLATION. |  | 3517 COX | 44880 | ONE HOUR AIR JAYSON PESTANAS
BUILD-014390-2022 | Fire Protection System | VVFP SSC PH III BLDG 4 -SPRINKLERS 11/17/22 PERMIT CORRECTED: *SEE SEPARATE PERMITS FOR FIRE PUMP (#17006-2022). APPROVED PLANS INCLUDED UNDER THIS PERMIT* INSTALL NEW FIRE SPRINKLER SYSTEM. SEE APPROVED PLANS BY PATRICK NOBLE FOR COMPLETE DETAILS. ------------------------------------------------------------------------------------------------------ INSTALL FIRE PROTECTION SYSTEM IN A COMMERCIAL BUILDING. SEE APPROVED PLANS FOR COMPLETE DETAILS. **SPRINKLER** |  | 4130 5TH | 44880
BUILD-016887-2022 | Water Heater | REMOVE & REPLACE EXISTING WATER HEATER WITH SEISMIC STRAPS (REQUIRED) AT THE SAME LOCATION IN A SINGLE FAMILY RESIDENCE, SAME FOR SAME. INSPECTION REQUIRED FOR THIS INSTALLATION. * NOT TANKLESS * |  | 3941 COLONIAL FIELD | 44880 | 702 Plumber Sherrie Valdez
BUILD-016859-2022 | Water Heater | REMOVE & REPLACE EXISTING WATER HEATER WITH SEISMIC STRAPS (REQUIRED) AT THE SAME LOCATION IN A SINGLE FAMILY RESIDENCE, SAME FOR SAME. INSPECTION REQUIRED FOR THIS INSTALLATION. * NOT TANKLESS * |  | 933 COVE PALISADES | 44880 | Yes! Air Conditioning and Plumbing Rebecca McKeown
BUILD-016852-2022 | Residential Solar | INSTALL ROOF MOUNTED SOLAR SYSTEM WITH PANELS TO AN EXISTING SINGLE FAMILY RESIDENCE. NUMBER OF PANELS: 13. Kilowatts: 5.2 |  | 7053 RANGE VALLEY | 44880 | Cooper Roofing & Solar Rocco Prock
BUILD-015545-2022 | Patio | INSTALL/CONSTRUCT A NEW PATIO COVER ATTACHED TO THE SINGLE FAMILY RESIDENCE. SEE APPROVED PLANS FOR COMPLETE DETAILS. SIZE: 8x25.5. SQUARE FOOTAGE: 204.0,, # OF FOOTINGS: N/A. PATIO TYPE: Solid. EXISTING SLAB: Existing Concrete Slab. |  | 7016 FOSSIL LAKE | 44880 | American Building Products Inc CHERYL RAFFERTY
BUILD-016821-2022 | Tracts | Subdivision Name: THE HEIGHTS AT PALMER RANCH STP Number: 18-50003 Lot Number: 289 Plan Type: 40A4 Elevation: C Number of Stories: 1 Living SF: 2164 Garage SF: 465 Porch SF: 40 Patio SF: 275 Balcony SF: [none] Fireplace: None Additional Options: [none] Model Permit #: 179698 Electrical Sub-Contractor: ATOMIC ELECTRIC Mechanical Sub-Contractor: SIERRA AIR CONDITIONING Plumbing Sub-Contractor: CANYON PLUMBING |  | 6729 PALMER ESTATES | 44880 | William Lyon Homes Amber Reynolds
BUILD-016782-2022 | New | What type of pool is being built? Gunite Pool Square Footage: 262 Pool Number of Gallons: 7050 Does this permit include a Spa? Yes Spa Square Footage: 36 Spa Number of Gallons: 500 Deck Square Footage: 273 Block wall remove/replace: Yes Block wall removal/replace lineal feet: 1.5 Existing electrical service amps: 200 Lineal feet of underground electrical: 45 Diameter of conduit: 1" Gas line type: P.E. Heater BTUs: 400k Lineal feet of gas pipe: 45 Diameter of gas pipe: 1.5" Mechanical Sub-Contractor: Steve Breck Pools Plumbing Sub-Contractor: JG Plumbing Electrical Sub-Contractor: Murphy Electric |  | 2012 STONE WELL | 44880 | STEVE BRECK POOLS, LLC
BUILD-016847-2022 | Residential Solar | INSTALL ROOF MOUNTED SOLAR SYSTEM WITH PANELS TO AN EXISTING SINGLE FAMILY RESIDENCE. NUMBER OF PANELS: 13. Kilowatts: 5.2 |  | 7069 RANGE VALLEY | 44880 | Cooper Roofing & Solar Rocco Prock
BUILD-016850-2022 | Residential Solar | INSTALL ROOF MOUNTED SOLAR SYSTEM WITH PANELS TO AN EXISTING SINGLE FAMILY RESIDENCE. NUMBER OF PANELS: 13. Kilowatts: 5.2 |  | 7061 RANGE VALLEY | 44880 | Cooper Roofing & Solar Rocco Prock
BUILD-016848-2022 | Residential Solar | INSTALL ROOF MOUNTED SOLAR SYSTEM WITH PANELS TO AN EXISTING SINGLE FAMILY RESIDENCE. NUMBER OF PANELS: 15. Kilowatts: 6 |  | 7065 RANGE VALLEY | 44880 | Cooper Roofing & Solar Rocco Prock
BUILD-016856-2022 | Water Heater | REMOVE & REPLACE EXISTING WATER HEATER WITH SEISMIC STRAPS (REQUIRED) AT THE SAME LOCATION IN A SINGLE FAMILY RESIDENCE, SAME FOR SAME. INSPECTION REQUIRED FOR THIS INSTALLATION. * NOT TANKLESS * |  | 2127 MOUNTAIN ROCK | 44880 | Precision Plumbing Tom Gaede
BUILD-015445-2022 | Fire Protection System | INSTALL FIRE PROTECTION SYSTEM IN A COMMERCIAL BUILDING. SEE APPROVED PLANS FOR COMPLETE DETAILS. |  | 7314 DECATUR | 44880 | ON GUARD FIRE PROTECTION
BUILD-015448-2022 | Fire Protection System | INSTALL FIRE PROTECTION SYSTEM IN A COMMERCIAL BUILDING. SEE APPROVED PLANS FOR COMPLETE DETAILS. |  | 7308 DECATUR | 44880 | ON GUARD FIRE PROTECTION
BUILD-016582-2022 | Patio | INSTALL/CONSTRUCT A NEW PATIO COVER ATTACHED TO THE SINGLE FAMILY RESIDENCE. SEE APPROVED PLANS FOR COMPLETE DETAILS. SIZE: 44'x10'. SQUARE FOOTAGE: 572.0,, # OF FOOTINGS: n/a. PATIO TYPE: Combo. EXISTING SLAB: Existing Concrete Slab. |  | 2020 CANYON POINT | 44880 | Proficient Patios
BUILD-003143-2022 | New | *MCDONALD'S AT CRAIG/BRUCE - NEW **DEFERRED IREMS: ROOF TRUSSES & TRELLIS COMBINATION PERMIT: CONSTRUCT A NEW 4,305 SF COMMERCIAL BUILDING. INCLUDES (1) TRASH ENCLOSURE AND 36 LF OF 8" HIGH BLOCK WALLS. QAA REQUIRED ON ITEMS: C, G, M, S, Xb W AND Xj BY UNIVERSAL ENGINEERING. INCLUDES ELECTRICAL - HIGH ENERGY ELECTRIC, PLUMBING - DONE RIGHT PLUMBING, AND MECHANICAL - NEVCO AIR. INSTALL 22 NEW PLUMBING FIXURES (1 DISHWASHER, 5 HAND SINKS, 3 ICE MACHINES, 1 KITCHEN SINK, 2 LAVATORIES, 2 SERVICE/MOP SINKS, 2 SINKS, 2 WASH SINKS, 1 WASHING MACHINE, AND 3 WATER CLOSETS) @ " RESTAURANT" RATE. SEE APPROVED PLANS FOR COMPLET DETAILS. CONTACT: HAILEY SHINTON 702-931-2992 hshinton.acg@gmail.com |  | 1180 CRAIG | 44880 | KELLER CONSTRUCTION COMPANY
BUILD-016860-2022 | AC Change Out | CHANGE OUT AC UNIT(S) IN A SINGLE FAMILY RESIDENCE, SAME FOR SAME. INSPECTION REQUIRED FOR THIS INSTALLATION. |  | 628 TERRACE POINT | 44880 | Bobs Repair Frideric Prandecki
BUILD-016853-2022 | Water Softener | INSTALL A NEW WATER SOFTENER IN A SINGLE FAMILY RESIDENCE. INSPECTION REQUIRED FOR THIS INSTALLATION. |  | 5736 DAWSON CREEK | 44880 | Delta Mechanical Delta Mechanical
BUILD-016873-2022 | Water Heater | REMOVE & REPLACE EXISTING WATER HEATER WITH SEISMIC STRAPS (REQUIRED) AT THE SAME LOCATION IN A SINGLE FAMILY RESIDENCE, SAME FOR SAME. INSPECTION REQUIRED FOR THIS INSTALLATION. * NOT TANKLESS * |  | 4544 ROAMING VINES | 44880 | Canyon Plumbling LLC Erika Mendoza
BUILD-016866-2022 | Water Heater | REMOVE & REPLACE EXISTING WATER HEATER WITH SEISMIC STRAPS (REQUIRED) AT THE SAME LOCATION IN A SINGLE FAMILY RESIDENCE, SAME FOR SAME. INSPECTION REQUIRED FOR THIS INSTALLATION. * NOT TANKLESS * |  | 1008 EL CAMPO GRANDE | 44880 | Delta Mechanical Delta Mechanical
BUILD-015447-2022 | Fire Protection System | INSTALL FIRE PROTECTION SYSTEM IN A COMMERCIAL BUILDING. SEE APPROVED PLANS FOR COMPLETE DETAILS. |  | 7312 DECATUR | 44880 | ON GUARD FIRE PROTECTION
BUILD-015450-2022 | Fire Protection System | INSTALL FIRE PROTECTION SYSTEM IN A COMMERCIAL BUILDING. SEE APPROVED PLANS FOR COMPLETE DETAILS. |  | 7306 DECATUR | 44880 | ON GUARD FIRE PROTECTION
BUILD-016938-2022 | Residential Solar | INSTALL ROOF MOUNTED SOLAR SYSTEM WITH PANELS TO AN EXISTING SINGLE FAMILY RESIDENCE. NUMBER OF PANELS: 26. Kilowatts: 10.4 |  | 6240 MARINE BLUE | 44881 | Tephra Solar Steve Slemboski
BUILD-016901-2022 | AC Change Out | CHANGE OUT AC UNIT(S) IN A SINGLE FAMILY RESIDENCE, SAME FOR SAME. INSPECTION REQUIRED FOR THIS INSTALLATION. |  | 20 FRAD | 44881 | Goettl Air Conditioning Mina Ibarra
BUILD-016899-2022 | AC Change Out | CHANGE OUT AC UNIT(S) IN A SINGLE FAMILY RESIDENCE, SAME FOR SAME. INSPECTION REQUIRED FOR THIS INSTALLATION. |  | 7752 PINE WARBLER | 44881 | Sierra LLC Sierra LLC
BUILD-013778-2022 | Fire Alarm | INSTALL FIRE ALARM/ MONITORING SYSTEM IN A COMMERCIAL BUILDING. SEE APPROVED PLANS FOR COMPLETE DETAILS. |  | 7089 ALIANTE | 44881 | SOUTHERN NEVADA FIRE PROTECTION, INC.
BUILD-016925-2022 | Water Softener | INSTALL A NEW WATER SOFTENER IN A SINGLE FAMILY RESIDENCE. INSPECTION REQUIRED FOR THIS INSTALLATION. |  | 6009 VALLEY FLOWER | 44881 | KINETICO Janelle Deleon Guerrero
BUILD-014882-2022 | Commercial | EAST ROME SOUTH- SOLAR INSTALL 142.65 KW PV SYSTEM ON ROOFTOP AND EXISTING CARPORTS. SEE APPROVED PLANS FOR COMPLETE DETAILS. CONTACT: LINDSEY WISE 702-263-3570 lindsey.wise@bombardelec.com |  | 353 ROME | 44881 | BOMBARD ELECTRIC, LLC
BUILD-014824-2022 | Commercial | FOSTER WEST SUITE 8- ELECTRICAL INSTALL DISCONNECT AND CIRCUIT FOR NEW FUME. SEE APPROVED PLANS FOR COMPLETE DETAILS. CONTACT MATT CRAWFORD 702-513-9491 matt.dangerelectric@gmail.com |  | 4336 LOSEE | 44881 | DANGER ELECTRIC LLC
BUILD-013192-2022 | Fence Gate | *NIC BLDG 3- GATE INSTALL (1) NEW STEEL MANUAL GATE. QAA REQUIRED ON ITEMS S AND C BY BLACK MOUNTAIN GEOTECHNICAL. SEE APPROVED PLANS FOR COMPLETE DETAILS. CONTACT: RICHARD GALLEGOS 702-524-0054 rgallegos@visiconlv.com |  | 3412 NEEHAM | 44881 | Visicon Darrin Pappa
BUILD-016952-2022 | AC Change Out | CHANGE OUT AC UNIT(S) IN A SINGLE FAMILY RESIDENCE, SAME FOR SAME. INSPECTION REQUIRED FOR THIS INSTALLATION. |  | 7744 WIDEWING | 44881 | Legacy Air Charles Hays
BUILD-014392-2022 | Commercial | ROME SOUTH WEST- SOLAR INSTALL 141.75 KW DC SYSTEM ON ROOFTOP AND EXISTING CARPORTS. SEE APPROVED PLANS FOR COMPLETE DETAILS. SEE APPROVED PLANS FOR COMPLETE DETAILS. CONTACT LINDSEY WISE 702-263-3570 lindsey.wise@bombardelec.com |  | 353 ROME | 44881 | BOMBARD ELECTRIC, LLC
BUILD-016465-2022 | Patio | INSTALL/CONSTRUCT A NEW PATIO COVER ATTACHED TO THE SINGLE FAMILY RESIDENCE. SEE APPROVED PLANS FOR COMPLETE DETAILS. SIZE: 12' X 35'. SQUARE FOOTAGE: 420.0,, # OF FOOTINGS: 3. PATIO TYPE: Solid. EXISTING SLAB: Dirt. |  | 1935 FOREWING | 44881 | JTC MANAGEMENT INC
EXT-016898-2022 | Permit Extension | *SEE OCP-012510-2021 FOR EXTENDED PERMIT* |  |  | 44881 | RAMM CORPORATION Justin Yardley
BUILD-016904-2022 | Residential Solar | INSTALL ROOF MOUNTED SOLAR SYSTEM WITH PANELS TO AN EXISTING SINGLE FAMILY RESIDENCE. NUMBER OF PANELS: 25. Kilowatts: 10 |  | 3356 BILICKI | 44881 | Titan Solar Power NV Inc. Joselyne Gallegos
BUILD-016929-2022 | Residential Solar | INSTALL ROOF MOUNTED SOLAR SYSTEM WITH PANELS TO AN EXISTING SINGLE FAMILY RESIDENCE. NUMBER OF PANELS: 11. Kilowatts: 4.4 |  | 4105 VENUS FALLS | 44881 | Live Smart Automation Brandon Searle
BUILD-016954-2022 | Residential Solar | INSTALL ROOF MOUNTED SOLAR SYSTEM WITH PANELS TO AN EXISTING SINGLE FAMILY RESIDENCE. NUMBER OF PANELS: 9. Kilowatts: 3.555 |  | 2813 WILLOW WREN | 44881 | Freedom Forever Belinda Simmons
BUILD-016944-2022 | Residential Solar | INSTALL ROOF MOUNTED SOLAR SYSTEM WITH PANELS TO AN EXISTING SINGLE FAMILY RESIDENCE. NUMBER OF PANELS: 25. Kilowatts: 8.25 |  | 3125 CRAWFORD | 44881 | Straightline Solar Group LLC Roland Gray
BUILD-015523-2022 | Fire Alarm | INSTALL FIRE ALARM/ MONITORING SYSTEM IN A COMMERCIAL BUILDING. SEE APPROVED PLANS FOR COMPLETE DETAILS. |  | 6251 HOWDY WELLS | 44881 | NEXTGEN MONITORING
BUILD-016903-2022 | Gas Tag | GAS TEST & TAG ONLY TO RE-ESTABLISH SERVICE. NO REPAIRS TO BE PERFORMED. |  | 3029 BLUSH NOISETTE | 44881 | Moonlight Plumbing Derek Basye
BUILD-016935-2022 | Water Heater | REMOVE & REPLACE EXISTING WATER HEATER WITH SEISMIC STRAPS (REQUIRED) AT THE SAME LOCATION IN A SINGLE FAMILY RESIDENCE, SAME FOR SAME. INSPECTION REQUIRED FOR THIS INSTALLATION. * NOT TANKLESS * |  | 3220 CHEYENNE GARDENS | 44881 | Dockside Plumbing Chris becherer
BUILD-016826-2022 | Patio | INSTALL/CONSTRUCT A NEW PATIO COVER ATTACHED TO THE SINGLE FAMILY RESIDENCE. SEE APPROVED PLANS FOR COMPLETE DETAILS. SIZE: 9' X 26'. SQUARE FOOTAGE: 234.0,, # OF FOOTINGS: N/A. PATIO TYPE: Solid. EXISTING SLAB: Existing Concrete Slab. |  | 5753 OLD PINE | 44881 | KEN JONES INC
BUILD-016926-2022 | Water Softener | INSTALL A NEW WATER SOFTENER IN A SINGLE FAMILY RESIDENCE. INSPECTION REQUIRED FOR THIS INSTALLATION. |  | 908 TERRON ALLEN | 44881 | KINETICO Janelle Deleon Guerrero
BUILD-016463-2022 | Patio | INSTALL/CONSTRUCT A NEW PATIO COVER ATTACHED TO THE SINGLE FAMILY RESIDENCE. SEE APPROVED PLANS FOR COMPLETE DETAILS. SIZE: 11' X 32'. SQUARE FOOTAGE: 352.0,, # OF FOOTINGS: 0. PATIO TYPE: Solid. EXISTING SLAB: Existing Concrete Slab. |  | 626 LAVA BEDS | 44881 | JTC MANAGEMENT INC
BUILD-016161-2022 | Patio | INSTALL/CONSTRUCT A NEW PATIO COVER ATTACHED TO THE SINGLE FAMILY RESIDENCE. SEE APPROVED PLANS FOR COMPLETE DETAILS. SIZE: 8' x 12' x 9' ( L x W x H ). SQUARE FOOTAGE: 96.0,, # OF FOOTINGS: 4 @ 28" cu. PATIO TYPE: Lattice. EXISTING SLAB: Dirt. |  | 6958 STONE CACTUS | 44881 | PATIO COVERS 4 LESS LLC
BUILD-016896-2022 | AC Change Out | CHANGE OUT AC UNIT(S) IN A SINGLE FAMILY RESIDENCE, SAME FOR SAME. INSPECTION REQUIRED FOR THIS INSTALLATION. |  | 7805 SONGSTER | 44881 | Yes! Air Conditioning and Plumbing Rebecca McKeown
BUILD-016893-2022 | Panel Upgrade | **SEPARATE PERMIT, PLANS AND VALUATION REQUIRED FOR ELECTRICAL WORK PERFORMED ABOVE AND BEYOND A METER PANEL UPGRADE/CHANGE OUT** REMOVE EXISTING METER PANEL AND INSTALL A NEW METER PANEL AT SAME LOCATION, SAME FOR SAME. MUST CALL FOR INSPECTION. UPGRADE FROM 150 AMPERAGE TO 200 AMPERAGE. |  |  | 44881 | Emtek Electric Ricardo Canizales
BUILD-016930-2022 | Residential Solar | INSTALL ROOF MOUNTED SOLAR SYSTEM WITH PANELS TO AN EXISTING SINGLE FAMILY RESIDENCE. NUMBER OF PANELS: 15. Kilowatts: 6 |  | 2412 PONDER | 44881 | Live Smart Automation Brandon Searle
BUILD-016890-2022 | Residential Solar | INSTALL ROOF MOUNTED SOLAR SYSTEM WITH PANELS TO AN EXISTING SINGLE FAMILY RESIDENCE. NUMBER OF PANELS: 28. Kilowatts: 10.36 |  | 2257 DIXON SPRINGS | 44881 | Freedom Forever Belinda Simmons
BUILD-016920-2022 | Residential Solar | INSTALL ROOF MOUNTED SOLAR SYSTEM WITH PANELS TO AN EXISTING SINGLE FAMILY RESIDENCE. NUMBER OF PANELS: 15. Kilowatts: 6.8 |  | 1817 GINGER BLOSSOM | 44881 | Legion Solar Power, LLC Jordan Sage
BUILD-016921-2022 | AC Change Out | CHANGE OUT AC UNIT(S) IN A SINGLE FAMILY RESIDENCE, SAME FOR SAME. INSPECTION REQUIRED FOR THIS INSTALLATION. |  | 4613 CRIMSON ROCK | 44881 | Ruiter Construction, LLC William Cleary Jr.
BUILD-016905-2022 | Water Softener | INSTALL A NEW WATER SOFTENER IN A SINGLE FAMILY RESIDENCE. INSPECTION REQUIRED FOR THIS INSTALLATION. |  | 5720 PACESETTER | 44881 | Delta Mechanical Delta Mechanical
BUILD-016907-2022 | Residential Solar | INSTALL ROOF MOUNTED SOLAR SYSTEM WITH PANELS TO AN EXISTING SINGLE FAMILY RESIDENCE. NUMBER OF PANELS: 16. Kilowatts: 6.08 |  | 4637 FRAGRANT | 44881 | ION Solar Permit Department
BUILD-016914-2022 | Water Heater | REMOVE & REPLACE EXISTING WATER HEATER WITH SEISMIC STRAPS (REQUIRED) AT THE SAME LOCATION IN A SINGLE FAMILY RESIDENCE, SAME FOR SAME. INSPECTION REQUIRED FOR THIS INSTALLATION. * NOT TANKLESS * |  | 6220 SUN SEED | 44881 | Delta Mechanical Delta Mechanical
BUILD-016924-2022 | Water Softener | INSTALL A NEW WATER SOFTENER IN A SINGLE FAMILY RESIDENCE. INSPECTION REQUIRED FOR THIS INSTALLATION. |  | 6635 CAPORETTO | 44881 | Ameritek Ind Inc Mario Falcon
BUILD-016939-2022 | Residential Solar | INSTALL ROOF MOUNTED SOLAR SYSTEM WITH PANELS TO AN EXISTING SINGLE FAMILY RESIDENCE. NUMBER OF PANELS: 32. Kilowatts: 10.56 |  | 1424 MILLER RIDGE | 44881 | Straightline Solar Group LLC Roland Gray
BUILD-016922-2022 | AC Change Out | CHANGE OUT AC UNIT(S) IN A SINGLE FAMILY RESIDENCE, SAME FOR SAME. INSPECTION REQUIRED FOR THIS INSTALLATION. |  | 4528 SPARTA | 44881 | Sierra LLC Sierra LLC
BUILD-016953-2022 | Residential Solar | INSTALL ROOF MOUNTED SOLAR SYSTEM WITH PANELS TO AN EXISTING SINGLE FAMILY RESIDENCE. NUMBER OF PANELS: 10. Kilowatts: 3.95 |  | 4440 POINT BREEZE | 44881 | Freedom Forever Belinda Simmons
BUILD-016913-2022 | Residential Solar | INSTALL ROOF MOUNTED SOLAR SYSTEM WITH PANELS TO AN EXISTING SINGLE FAMILY RESIDENCE. NUMBER OF PANELS: 17. Kilowatts: 6.46 |  | 1938 LUCAS WADE | 44881 | ION Solar Permit Department
BUILD-016902-2022 | Residential Solar | INSTALL ROOF MOUNTED SOLAR SYSTEM WITH PANELS TO AN EXISTING SINGLE FAMILY RESIDENCE. NUMBER OF PANELS: 24. Kilowatts: 8.76 |  | 905 STAGELINE | 44881 | Momentum Solar Alexa Scarduzio
BUILD-008615-2022 | Commercial | *MANHEIM NV PARKING LOT LIGHTS- ELECTRICAL TO INSTALL (17) LIGHT POLES. SEE APPROVED PLANS FOR COMPLETE DETAILS. CONTACT: MICHELLE CATES 702-877-6111 mcates@srbuilt-usa.com |  | 6600 AUCTION | 44881 | BERG ELECTRIC
BUILD-016794-2022 | Patio | INSTALL/CONSTRUCT A NEW PATIO COVER ATTACHED TO THE SINGLE FAMILY RESIDENCE. SEE APPROVED PLANS FOR COMPLETE DETAILS. SIZE: 27' 6'' by 20'. SQUARE FOOTAGE: 500.0,, # OF FOOTINGS: 2. PATIO TYPE: Solid. EXISTING SLAB: Dirt. |  | 5237 KRISTA ALETHEA | 44881 | OWNER/BUILDER
BUILD-016918-2022 | AC Change Out | CHANGE OUT AC UNIT(S) IN A SINGLE FAMILY RESIDENCE, SAME FOR SAME. INSPECTION REQUIRED FOR THIS INSTALLATION. |  | 3448 LONESOME DRUM | 44881 | LV Precision Air Nina Hangach
BUILD-013190-2022 | Fence Gate | *NIC BLDG 2- GATE INSTALL (1) NEW STEEL MANUAL GATE. QAA REQUIRED ON ITEMS C AND S BY BLACK MOUNTAIN GEOTECHNICAL. SEE APPROVED PLANS FOR COMPLETE DETAILS. CONTACT: RICHARD GALLEGOS 702-524-0054 rgallegos@visiconlv.com |  | 3408 NEEHAM | 44881 | DIACON, LLC
BUILD-016464-2022 | Patio | INSTALL/CONSTRUCT A NEW PATIO COVER ATTACHED TO THE SINGLE FAMILY RESIDENCE. SEE APPROVED PLANS FOR COMPLETE DETAILS. SIZE: 11' X 17'. SQUARE FOOTAGE: 187.0,, # OF FOOTINGS: 2. PATIO TYPE: Solid. EXISTING SLAB: Dirt. |  | 2733 ROYAL TOURIST | 44881 | JTC MANAGEMENT INC
BUILD-016941-2022 | Residential Solar | INSTALL ROOF MOUNTED SOLAR SYSTEM WITH PANELS TO AN EXISTING SINGLE FAMILY RESIDENCE. NUMBER OF PANELS: 34. Kilowatts: 10.37 |  | 908 BUTTERFLY FALLS | 44881 | Straightline Solar Group LLC Roland Gray
BUILD-012801-2022 | Rehab | *NEUENKIRCH 16 - COMMERICIAL FIRE REHAB COMBINATION PERMIT: RESIDENTIAL REHAB DUE TO FIRE DAMAGE PER INSURANCE SCOPE OF WORK (7 PAGES). INCLUDES ELECTRICAL - WILLIAMS ELECTRIC, MECHANICAL - DESERT VALLEY HEATING, AND PLUMBING - ROCKY POINT PLUMBING. SEE APPROVED INSURANCE SCOPE OF WORK FOR COMPLETE DETAILS. CONTACT: BILL BRUCE 702-820-9698 bill@coppercreekconst.com |  | 3516 LAKE MEAD | 44881 | COPPER CREEK CONSTRUCTION
BUILD-013874-2022 | Rehab | REHAB DUE TO FIRE/WATER OR VEHICLE DAMAGE. INCLUDES PLUMBING - NATIONWIDE PLUMBING,MECHANICAL - SILVERADO MECHANICAL, AND ELECTRIC - M & M ELECTRIC. SEE APPROVED PLANS OR SCOPE OF WORK FOR COMPLETE DETAILS. |  | 3528 DUSTY COWBOY | 44881 | A4 Builders LLC Andrew Grasso
BUILD-016928-2022 | Residential Solar | INSTALL ROOF MOUNTED SOLAR SYSTEM WITH PANELS TO AN EXISTING SINGLE FAMILY RESIDENCE. NUMBER OF PANELS: 26. Kilowatts: 9.49 |  | 1025 PLUMB RIDGE | 44881 | Live Smart Automation Brandon Searle
EXT-016915-2022 | Permit Extension | *SEE OCP-012471-2022 FOR EXTENDED PERMIT* |  |  | 44881 | VT CONSTRUCTION Skyler-Lynn Tattam
BUILD-016900-2022 | Water Heater | REMOVE & REPLACE EXISTING WATER HEATER WITH SEISMIC STRAPS (REQUIRED) AT THE SAME LOCATION IN A SINGLE FAMILY RESIDENCE, SAME FOR SAME. INSPECTION REQUIRED FOR THIS INSTALLATION. * NOT TANKLESS * |  | 300 DUKE | 44881 | Yes! Air Conditioning and Plumbing Rebecca McKeown
BUILD-016668-2022 | Patio | INSTALL/CONSTRUCT A NEW PATIO COVER ATTACHED TO THE SINGLE FAMILY RESIDENCE. SEE APPROVED PLANS FOR COMPLETE DETAILS. SIZE: 12x25'6". SQUARE FOOTAGE: 306.0,, # OF FOOTINGS: 3. PATIO TYPE: Solid. EXISTING SLAB: Dirt. |  | 7741 MARKARIAN | 44881 | ULTRA PATIOS
BUILD-016895-2022 | Residential Solar | INSTALL ROOF MOUNTED SOLAR SYSTEM WITH PANELS TO AN EXISTING SINGLE FAMILY RESIDENCE. NUMBER OF PANELS: 26. Kilowatts: 10.4 |  | 6150 DAWN VIEW | 44881 | Titan Solar Power NV Inc. Joselyne Gallegos
BUILD-014623-2022 | Commercial | FOSTER WEST SUITE 7 - MECHANICAL INSTALL DUCT WORK, DAMPERS AND ACCESSORIES TO ADD DUST AND FUME EXHAUST SYSTEM. SEE APPROVD PLANS FOR COMPLETE DETAILS. CONTACT MATTHEW DOLAN 702-755-0414 mdolan@southlandind.com |  | 4336 LOSEE | 44881 | SOUTHLAND INDUSTRIES
BUILD-016976-2022 | AC Change Out | CHANGE OUT AC UNIT(S) IN A SINGLE FAMILY RESIDENCE, SAME FOR SAME. INSPECTION REQUIRED FOR THIS INSTALLATION. |  | 5021 RIDGE MESA | 44882 | Carlos Avemaria
BUILD-016311-2022 | Addition | AIRGAS NLV- CO2 FOUNDATION **SEE APPROVED PLANS AND VALUATION UNDER PERMIT 013619-2022** **SEPARATE PERMIT REQUIRED FOR CO2 TANK** FOUNDATION ONLY FOR FUTURE CO2 TANK. QAA ITEMS REQUIRED Xb BY GEOTECHNICAL & ENVIRONMENTAL SERVICES LLC. SEE APPROVED PLANS UNDER PERMIT 013619-2022 FOR COMPLETE DETAILS. CONTACT: EUGENE GORDIN 949-552-5244 pm@sgeconsulting.com |  | 3560 LOSEE | 44882 | DIAMOND CONCRETE CUTTING, L.L.C.
BUILD-017000-2022 | AC Change Out | CHANGE OUT AC UNIT(S) IN A SINGLE FAMILY RESIDENCE, SAME FOR SAME. INSPECTION REQUIRED FOR THIS INSTALLATION. |  | 4421 CARRIER DOVE | 44882 | Hot cold air inc fernando wong
BUILD-014246-2022 | Addition | FLEXENTIAL COOLING TOWER- CATWALK ADD CATWALK TO COOLING TOWER ADJACENT TO EXISTING TOWER AND CATWALK. QAA REQUIRED ON ITEMS: S AND Xb BY UNIVERSAL (NOVA). SEE APPROVED PLANS FOR COMPLETE DETAILS. CONTACT: CRAIG YOUNG 702-249-3774 cyoung@queensridgeconstruction.com |  | 3330 LONE MOUNTAIN | 44882 | CRAIG YOUNG
EXT-016961-2022 | Permit Extension | SEE OCP-007130-2022 FOR EXTENDED PERMIT* |  |  | 44882 | NDX, LLC Filip williams
BUILD-016997-2022 | Gas Tag | GAS TEST & TAG ONLY TO RE-ESTABLISH SERVICE. NO REPAIRS TO BE PERFORMED. |  | 1925 CRAIG | 44882 | Vegas Valley Plumbing Keith Chapman
BUILD-016994-2022 | Water Heater | REMOVE & REPLACE EXISTING WATER HEATER WITH SEISMIC STRAPS (REQUIRED) AT THE SAME LOCATION IN A SINGLE FAMILY RESIDENCE, SAME FOR SAME. INSPECTION REQUIRED FOR THIS INSTALLATION. * NOT TANKLESS * |  | 4731 ROBY GREY | 44882 | Superior plumbing and drain James Low
BUILD-016987-2022 | Re-Roof | Re-roof/Roof repair on a single family residence. Must call for inspection. |  | 3021 GNATCATCHER | 44882 | T C Roofing company LLC Carlos Chavez
BUILD-014563-2022 | Commercial | U-HAUL- ELECTRICAL INSTALL ELECTRICAL FOR PROPANE TANK MACHINE ON EXISTING PROPERTY. SEE APPROVED PLANS FOR COMPLETE DETAILS. CONTACT SALVADOR RODROGUEZ 702-981-9989 salvador@able-electriclv.com |  | 2671 LAS VEGAS | 44882 | Sundance Builders Brena Frank
BUILD-016991-2022 | AC Change Out | CHANGE OUT AC UNIT(S) IN A SINGLE FAMILY RESIDENCE, SAME FOR SAME. INSPECTION REQUIRED FOR THIS INSTALLATION. |  | 3520 BRONCO BUSTER | 44882 | Sierra LLC Sierra LLC
BUILD-016981-2022 | Residential Solar | INSTALL ROOF MOUNTED SOLAR SYSTEM WITH PANELS TO AN EXISTING SINGLE FAMILY RESIDENCE. NUMBER OF PANELS: 12. Kilowatts: 4.56 |  | 4137 THOMAS PATRICK | 44882 | ION Solar Permit Department
BUILD-016973-2022 | AC Change Out | CHANGE OUT AC UNIT(S) IN A SINGLE FAMILY RESIDENCE, SAME FOR SAME. INSPECTION REQUIRED FOR THIS INSTALLATION. |  | 4342 SPARTA | 44882 | Ruiter Construction, LLC William Cleary Jr.
BUILD-016240-2022 | Commercial | 1920 HARVARD ST- ELECTRICAL REPAIR OR REPLACE SMOKE DETECTORS, REMOVE ILLEGAL WIRING. SAME FOR SAME ELECTRICAL DUE TO SQUATTER DAMAGE. SEE APPROVED PLANS FOR COMPLETE DETAILS. CONTACT: MICHAEL WRENN 702-544-2462 michaelwrenn@cox.net |  | 1920 HARVARD | 44882 | MICHAEL WRENN
EXT-016963-2022 | Permit Extension | *SEE OCP-007345-2022 FOR EXTENDED PERMIT* |  |  | 44882 | NDX, LLC Filip williams
BUILD-016874-2022 | Sign | INSTALL A NEW SIGN ON A COMMERCIAL BUILDING. SEE APPROVED PLANS FOR COMPLETE DETAILS. |  | 6150 DECATUR | 44882 | YESCO Michael LeBlue
BUILD-016980-2022 | Panel Upgrade | **SEPARATE PERMIT, PLANS AND VALUATION REQUIRED FOR ELECTRICAL WORK PERFORMED ABOVE AND BEYOND A METER PANEL UPGRADE/CHANGE OUT** REMOVE EXISTING METER PANEL AND INSTALL A NEW METER PANEL AT SAME LOCATION, SAME FOR SAME. MUST CALL FOR INSPECTION. UPGRADE FROM 100 AMPERAGE TO 200 AMPERAGE. |  | 1333 WALSTONE | 44882 | Eco Electric Randy Roberts
BUILD-016979-2022 | Residential Solar | INSTALL ROOF MOUNTED SOLAR SYSTEM WITH PANELS TO AN EXISTING SINGLE FAMILY RESIDENCE. NUMBER OF PANELS: 20. Kilowatts: 8 |  | 4631 MOUNTAIN TREE | 44882 | Live Smart Automation Brandon Searle
BUILD-014048-2022 | Addition | *FREEDOM ACADEMY - SHADE STRUCTURE INSTALL A NEW 65-0" X 11'0" STEEL FRAMED SHADE STRUCTURES WITH FLAME RESISTANT FABRIC. QAA REQUIRED ON ITEMS: Xb and S BY GEOTEK. SEE APPROVED PLANS FOR COMPLETE DETAILS. CONTACT: LUIS FLORES PAZ 702-287-1744 luis@ljarchitectural.com |  | 777 ANN | 44882 | METRO AWNINGS & IRON, INC
BUILD-016871-2022 | Tracts | Subdivision Name: Binion 80 - Del Webb @ North Ranch STP Number: 18-39002 Lot Number: 376 Plan Type: 4219-4 Elevation: B Number of Stories: 1 Living SF: 2086 Garage SF: 432 Porch SF: 73 Patio SF: 170 Balcony SF: 0 Fireplace: Optional Additional Options: Option Laundry room 2 Model Permit #: 175867 Electrical Sub-Contractor: Republic Electric Mechanical Sub-Contractor: Sierra Air Conditioning Plumbing Sub-Contractor: Brass2 Copper |  | 2255 BEAUTY VISTA | 44882 | Pulte Kim Essig
BUILD-010237-2022 | Tenant Improvement | LSV SIMMONS LSUB6- ANTENNAS REPLACEMENT OF (3) EXISITING LESSEE PANEL ANTENNAS WITH (9) NEW LESSEE PANEL ANTENNAS MOUNTED TO EXISTING PIPE MOUNTS (1) PER SECTOR. INSTALLATION OF (6) LESSEE PANEL ANTENNAS MOUNTED TO NEW PIPE MOUNTS (2) PER SECTOR. RELOCATION OF (3) EXISTING LESSEE PANEL ANTENNAS FROM POSITION 2 TO 1 ON EXISITING PIPE MOUNTS (1) PER SECTOR. REPLACEMENT OF (9) EXISITING LESSEE REMOTE RADIO HEADS (RRHS) (3 PER SECTOR), EXISITING ANTENNA CONFIGURATION (6) ANTENNAS, PROPOSED ANTENNA CONFIGURATION (12) ANTENNAS. SEE APPROVED PLANS FOR COMPLETE DETAILS. CONTACT KIRTUS VEATER 702-367-7705 kveater@spectrumse.com |  | 3073 CRAIG | 44882 | M&J Enterprises Construction Inc. Kaitlyn Baker
BUILD-014858-2022 | Fire Alarm | INSTALL FIRE ALARM/ MONITORING SYSTEM IN A COMMERCIAL BUILDING. SEE APPROVED PLANS FOR COMPLETE DETAILS. **MONITORING** |  | 1445 CRAIG | 44882 | IMPACT FIRE SERVICES LLC
BUILD-014661-2022 | Fire Protection System | INSTALL FIRE PROTECTION SYSTEM IN A COMMERCIAL BUILDING. SEE APPROVED PLANS FOR COMPLETE DETAILS. |  | 2030 LAS VEGAS | 44882 | DESERT FIRE PROTECTION, A NEVADA LIMITED PARTNERSHIP
BUILD-016612-2022 | Sign | INSTALL A NEW SIGN ON A COMMERCIAL BUILDING. SEE APPROVED PLANS FOR COMPLETE DETAILS. |  | 3950 LAKE MEAD | 44882 | Hartlauer Signs Jesse Hartlauer
BUILD-016988-2022 | Plumbing Repipe | *NOT TO INCLUDE ANY STRUCTURAL FIXES, INCLUDING CUTTING INTO AND REPAIRING OF SHEAR WALLS* * SEPARATE PERMIT IS REQUIRED FOR ANY STRUCTURAL FIXES* **WORK TO BEGIN AFTER PRESSURE REDUCING VALVE** REMOVAL AND REPLACEMENT OF DAMAGED FITTINGS OR PIPING IN VARIOUS LOCATIONS. REPIPE WITH WIRSBO PIPE MAY INCLUDE REMOVAL AND REPAIR OF INSULATION, DRYWALL, EXTERIOR LATH AND STUCCO ASSOCIATED WITH THE PLUMBING WORK DESCRIBED. INSPECTIONS REQUIRED FOR PIPING AS WELL AS OTHER REPAIR WORK ASSOCIATED WITH THE PLUMBING REPAIR. *DO NOT DRYWALL UNTIL AFTER INSPECTIONS* |  | 119 NEWBURG | 44882 | Loyalty Plumbing Nicholas Rollins
BUILD-015773-2022 | Fire Alarm | INSTALL FIRE ALARM/ MONITORING SYSTEM IN A COMMERCIAL BUILDING. SEE APPROVED PLANS FOR COMPLETE DETAILS. |  | 4130 5TH | 44882 | EDS ELECTRONICS INC.
BUILD-016982-2022 | Panel Upgrade | **SEPARATE PERMIT, PLANS AND VALUATION REQUIRED FOR ELECTRICAL WORK PERFORMED ABOVE AND BEYOND A METER PANEL UPGRADE/CHANGE OUT** REMOVE EXISTING METER PANEL AND INSTALL A NEW METER PANEL AT SAME LOCATION, SAME FOR SAME. MUST CALL FOR INSPECTION. UPGRADE FROM 125 AMPERAGE TO 125 AMPERAGE. |  | 1804 BLUFF | 44882 | Excel Electric LLC Alfonso Carrillo
BUILD-016623-2022 | Rehab | REHAB DUE TO FIRE/WATER OR VEHICLE DAMAGE. SEE APPROVED PLANS OR SCOPE OF WORK FOR COMPLETE DETAILS. RESIDENTIAL REHAB DUE TO WATER DAMAGE PER ATTACHED CONTRACTOR'S SCOPE OF WORK DATED 10/13/2022 ( 8 PAGES). INCLUDES ELECTRIC- WILLIAMS ELECTRIC AND PLUMBING - ROCKY POINT PLUMBING. NO MECHANICAL. |  | 340 MINDORO | 44882
EXT-016962-2022 | Permit Extension | *SEE OCP-007364-2022 FOR EXTENDED PERMIT* |  |  | 44882 | NDX, LLC Filip williams
BUILD-016978-2022 | Residential Solar | INSTALL ROOF MOUNTED SOLAR SYSTEM WITH PANELS TO AN EXISTING SINGLE FAMILY RESIDENCE. NUMBER OF PANELS: 11. Kilowatts: 4.18 |  | 129 AURELIA | 44882 | ION Solar Permit Department
BUILD-017001-2022 | AC Change Out | CHANGE OUT AC UNIT(S) IN A SINGLE FAMILY RESIDENCE, SAME FOR SAME. INSPECTION REQUIRED FOR THIS INSTALLATION. |  | 2915 BASSLER | 44882 | Carlos Avemaria
BUILD-017038-2022 | Residential Solar | INSTALL ROOF MOUNTED SOLAR SYSTEM WITH PANELS TO AN EXISTING SINGLE FAMILY RESIDENCE. NUMBER OF PANELS: 12. Kilowatts: 5.28 |  | 1641 DORNIE | 44883 | Arcadia Solar NV LLC Brian Nowak
BUILD-017017-2022 | Residential Solar | INSTALL ROOF MOUNTED SOLAR SYSTEM WITH PANELS TO AN EXISTING SINGLE FAMILY RESIDENCE. NUMBER OF PANELS: 11. Kilowatts: 4.345 |  | 2125 COLD CANYON | 44883 | Bell Electrical Systems Estevan DeLosSantos
BUILD-017011-2022 | Residential Solar | INSTALL ROOF MOUNTED SOLAR SYSTEM WITH PANELS TO AN EXISTING SINGLE FAMILY RESIDENCE. NUMBER OF PANELS: 29. Kilowatts: 10.15 |  | 3225 CRESTED MOSS | 44883 | Freedom Forever Belinda Simmons
BUILD-017034-2022 | AC Change Out | CHANGE OUT AC UNIT(S) IN A SINGLE FAMILY RESIDENCE, SAME FOR SAME. INSPECTION REQUIRED FOR THIS INSTALLATION. |  | 6129 TOWBOAT | 44883 | BEST AIr Conditioning Plumbing Repair Daniela Perez
BUILD-017015-2022 | Residential Solar | INSTALL ROOF MOUNTED SOLAR SYSTEM WITH PANELS TO AN EXISTING SINGLE FAMILY RESIDENCE. NUMBER OF PANELS: 42. Kilowatts: 16.59 |  | 2116 MARSH TERN | 44883 | Bell Electrical Systems Estevan DeLosSantos
BUILD-016956-2022 | Fire Flow Test | ***THIS IS NOT A PERMIT, FOR FLOW TEST INSPECTION ONLY*** |  | 1180 CRAIG | 44883 | American Fire & Electric Lee Marx
BUILD-017013-2022 | AC Change Out | CHANGE OUT AC UNIT(S) IN A SINGLE FAMILY RESIDENCE, SAME FOR SAME. INSPECTION REQUIRED FOR THIS INSTALLATION. |  | 342 PENNEY VIEW | 44883 | LV Precision Air Nina Hangach
BUILD-017031-2022 | Residential Solar | INSTALL ROOF MOUNTED SOLAR SYSTEM WITH PANELS TO AN EXISTING SINGLE FAMILY RESIDENCE. NUMBER OF PANELS: 36. Kilowatts: 13.68 |  | 217 HUNTERS PARADISE | 44883 | ION Solar Permit Department
BUILD-017018-2022 | Residential Solar | INSTALL ROOF MOUNTED SOLAR SYSTEM WITH PANELS TO AN EXISTING SINGLE FAMILY RESIDENCE. NUMBER OF PANELS: [none]. Kilowatts: 7.2 |  | 3640 CITRUS HEIGHTS | 44883 | Alpine Electric Mark Masanz
BUILD-017037-2022 | AC Change Out | CHANGE OUT AC UNIT(S) IN A SINGLE FAMILY RESIDENCE, SAME FOR SAME. INSPECTION REQUIRED FOR THIS INSTALLATION. |  | 2219 REJOICE | 44883 | Air Done Right Inc. MARK RAWLINS
BUILD-017023-2022 | Residential Solar | INSTALL ROOF MOUNTED SOLAR SYSTEM WITH PANELS TO AN EXISTING SINGLE FAMILY RESIDENCE. NUMBER OF PANELS: 21. Kilowatts: 7.77 |  | 5239 SALMON RUN | 44883 | TELT VENTURES LLC dba 1Solar Lauren Norris
BUILD-017030-2022 | Water Heater | REMOVE & REPLACE EXISTING WATER HEATER WITH SEISMIC STRAPS (REQUIRED) AT THE SAME LOCATION IN A SINGLE FAMILY RESIDENCE, SAME FOR SAME. INSPECTION REQUIRED FOR THIS INSTALLATION. * NOT TANKLESS * |  | 4706 BIDDLE | 44883 | Dockside Plumbing Chris becherer
BUILD-017009-2022 | Residential Solar | INSTALL ROOF MOUNTED SOLAR SYSTEM WITH PANELS TO AN EXISTING 11/28/22 REVISED SYSTEM SIZE FROM 7.6KW TO 6.0 KW. REVISED PANEL LAYOUT FOR FITMENT...PN SINGLE FAMILY RESIDENCE. NUMBER OF PANELS: 19. Kilowatts: 7.6 |  | 2609 POSITIVE | 44883 | Titan Solar Power NV Inc. Joselyne Gallegos
BUILD-017025-2022 | Residential Solar | INSTALL ROOF MOUNTED SOLAR SYSTEM WITH PANELS TO AN EXISTING SINGLE FAMILY RESIDENCE. NUMBER OF PANELS: 21. Kilowatts: 8.4 |  | 909 CHRISTOPHER VIEW | 44883 | Titan Solar Power NV Inc. Joselyne Gallegos
BUILD-017012-2022 | Residential Solar | INSTALL ROOF MOUNTED SOLAR SYSTEM WITH PANELS TO AN EXISTING SINGLE FAMILY RESIDENCE. NUMBER OF PANELS: 20. Kilowatts: 8 |  | 6034 KITAMAYA | 44883 | Freedom Forever Belinda Simmons
BUILD-017021-2022 | Residential Solar | INSTALL ROOF MOUNTED SOLAR SYSTEM WITH PANELS TO AN EXISTING SINGLE FAMILY RESIDENCE. NUMBER OF PANELS: 39. Kilowatts: 14.43 |  | 1601 HEATHER OAKS | 44883 | TELT VENTURES LLC dba 1Solar Lauren Norris
BUILD-017028-2022 | Residential Solar | INSTALL ROOF MOUNTED SOLAR SYSTEM WITH PANELS TO AN EXISTING SINGLE FAMILY RESIDENCE. NUMBER OF PANELS: 15. Kilowatts: 5.55 |  | 6730 WINDY PALM | 44883 | TELT VENTURES LLC dba 1Solar Lauren Norris
BUILD-017010-2022 | Residential Solar | INSTALL ROOF MOUNTED SOLAR SYSTEM WITH PANELS TO AN EXISTING SINGLE FAMILY RESIDENCE. NUMBER OF PANELS: 27. Kilowatts: 10.8 |  | 953 WILLOW BERRY | 44883 | Freedom Forever Belinda Simmons
BUILD-017039-2022 | Residential Solar | INSTALL ROOF MOUNTED SOLAR SYSTEM WITH PANELS TO AN EXISTING SINGLE FAMILY RESIDENCE. NUMBER OF PANELS: 16. Kilowatts: 7.04 |  | 3604 EL CAMPO GRANDE | 44883 | Arcadia Solar NV LLC Brian Nowak
BUILD-017016-2022 | Residential Solar | INSTALL ROOF MOUNTED SOLAR SYSTEM WITH PANELS TO AN EXISTING SINGLE FAMILY RESIDENCE. NUMBER OF PANELS: 17. Kilowatts: 6.715 |  | 2103 RUBBLE | 44883 | Bell Electrical Systems Estevan DeLosSantos
BUILD-017042-2022 | Water Heater | REMOVE & REPLACE EXISTING WATER HEATER WITH SEISMIC STRAPS (REQUIRED) AT THE SAME LOCATION IN A SINGLE FAMILY RESIDENCE, SAME FOR SAME. INSPECTION REQUIRED FOR THIS INSTALLATION. * NOT TANKLESS * |  | 4713 MISSION REY | 44883 | Nothing But Water Heaters david leahy
BUILD-017027-2022 | Residential Solar | INSTALL ROOF MOUNTED SOLAR SYSTEM WITH PANELS TO AN EXISTING SINGLE FAMILY RESIDENCE. NUMBER OF PANELS: 17. Kilowatts: 6.29 |  | 3539 SAGUARO VALLEY | 44883 | TELT VENTURES LLC dba 1Solar Lauren Norris
BUILD-017032-2022 | Water Heater | REMOVE & REPLACE EXISTING WATER HEATER WITH SEISMIC STRAPS (REQUIRED) AT THE SAME LOCATION IN A SINGLE FAMILY RESIDENCE, SAME FOR SAME. INSPECTION REQUIRED FOR THIS INSTALLATION. * NOT TANKLESS * |  | 4544 RYDER | 44883 | 24 7 Heating and AC jose montes
BUILD-017035-2022 | Water Heater | REMOVE & REPLACE EXISTING WATER HEATER WITH SEISMIC STRAPS (REQUIRED) AT THE SAME LOCATION IN A SINGLE FAMILY RESIDENCE, SAME FOR SAME. INSPECTION REQUIRED FOR THIS INSTALLATION. * NOT TANKLESS * |  | 4613 CRIMSON ROCK | 44883 | Ruiter Construction, LLC William Cleary Jr.
BUILD-017026-2022 | Residential Solar | INSTALL ROOF MOUNTED SOLAR SYSTEM WITH PANELS TO AN EXISTING SINGLE FAMILY RESIDENCE. NUMBER OF PANELS: 16. Kilowatts: 5.92 |  | 3907 IVERSON | 44883 | TELT VENTURES LLC dba 1Solar Lauren Norris
BUILD-017045-2022 | Residential Solar | INSTALL ROOF MOUNTED SOLAR SYSTEM WITH PANELS TO AN EXISTING SINGLE FAMILY RESIDENCE. NUMBER OF PANELS: 26. Kilowatts: 11.05 |  | 428 PENELOPE JOSELYN | 44884 | Lifetime Power LLC Valerie Sushkova
BUILD-017049-2022 | AC Change Out | CHANGE OUT AC UNIT(S) IN A SINGLE FAMILY RESIDENCE, SAME FOR SAME. INSPECTION REQUIRED FOR THIS INSTALLATION. |  | 4025 FARMDALE | 44885 | Goettl Air Conditioning Mina Ibarra
BUILD-017051-2022 | Residential Solar | INSTALL ROOF MOUNTED SOLAR SYSTEM WITH PANELS TO AN EXISTING SINGLE FAMILY RESIDENCE. NUMBER OF PANELS: 20. Kilowatts: 7.1 |  | 1765 BLUFF HOLLOW | 44885 | SUNRUN BRANDY PALCHETTI
BUILD-017048-2022 | AC Change Out | CHANGE OUT AC UNIT(S) IN A SINGLE FAMILY RESIDENCE, SAME FOR SAME. INSPECTION REQUIRED FOR THIS INSTALLATION. |  | 2924 DOWITCHER | 44885 | Goettl Air Conditioning Mina Ibarra
BUILD-017053-2022 | Water Heater | REMOVE & REPLACE EXISTING WATER HEATER WITH SEISMIC STRAPS (REQUIRED) AT THE SAME LOCATION IN A SINGLE FAMILY RESIDENCE, SAME FOR SAME. INSPECTION REQUIRED FOR THIS INSTALLATION. * NOT TANKLESS * |  | 3118 ALFA ROMERO | 44885 | 702 Plumber Sherrie Valdez
BUILD-017054-2022 | Residential Solar | INSTALL ROOF MOUNTED SOLAR SYSTEM WITH PANELS TO AN EXISTING SINGLE FAMILY RESIDENCE. NUMBER OF PANELS: 21. Kilowatts: 7.77 |  | 2309 SILVEREYE | 44885 | RG Electric, Inc Christie Garhardt
BUILD-017050-2022 | Residential Solar | INSTALL ROOF MOUNTED SOLAR SYSTEM WITH PANELS TO AN EXISTING SINGLE FAMILY RESIDENCE. NUMBER OF PANELS: 39. Kilowatts: 14.43 |  | 5636 PELLA POMPANO | 44885 | RG Electric, Inc Christie Garhardt
BUILD-017052-2022 | Residential Solar | INSTALL ROOF MOUNTED SOLAR SYSTEM WITH PANELS TO AN EXISTING SINGLE FAMILY RESIDENCE. NUMBER OF PANELS: 25. Kilowatts: 10 |  | 1369 CACTUS BUD | 44885 | RG Electric, Inc Christie Garhardt
BUILD-013326-2022 | New | SELFCERT GOLDEN TRIANGLE BLDG 5 - COMALT 10/26/2022 foundation and structural on permit 12395-2022 BY ES / TDL all structural revisions shall be submitted under the above struc. review permit. BY ES COMBINATION PERMIT: CONSTRUCT A NEW 202,705 SF COMMERCIAL BUILDING. QAA REQUIRED ON ITEMS: C, G, M, S, W, Xb, Xe AND Xf BY AZTECH MATERIALS AND Xi BY HAMPTON TEDDER. INCLUDES ELECTRICAL - LC ELECTRIC, PLUMBING - P1 GROUP, AND MECHANICAL - P1 GROUP. *NO SEWER CONNECTIONS** SEE JOBSITE COPY OF SELFCERTIFIED PLANS FOR COMPLETE DETAILS. CONTACT: CHRIS GALINDO / 949-554-8573 chris@hparchs.com |  | 2655 WASHBURN | 44886 | Better Building Systems Shannon Scanson
BUILD-017058-2022 | Water Heater | REMOVE & REPLACE EXISTING WATER HEATER WITH SEISMIC STRAPS (REQUIRED) AT THE SAME LOCATION IN A SINGLE FAMILY RESIDENCE, SAME FOR SAME. INSPECTION REQUIRED FOR THIS INSTALLATION. * NOT TANKLESS * |  | 8209 SILVER VINE | 44886 | silverstate plumbing amber morris
EXT-017098-2022 | Permit Extension | *SEE OCP-012557-2022 FOR EXTENDED PERMIT* Extension required to complete construction, restoration and to close permit. |  |  | 44886 | The Fishel Company Maria Campos
BUILD-017066-2022 | Residential Solar | INSTALL ROOF MOUNTED SOLAR SYSTEM WITH PANELS TO AN EXISTING SINGLE FAMILY RESIDENCE. NUMBER OF PANELS: 12. Kilowatts: 4.8 |  | 4857 COLOSSAL STAR | 44886 | Elevation Solar Jerry Coleman
EXT-017114-2022 | Permit Extension | *SEE OCP-007539-2021 FOR EXTENDED PERMIT* |  |  | 44886 | MCON Jose Oliva
EXT-017040-2022 | Permit Extension | *SEE OCP-000440-2022 FOR EXTENDED PERMIT* |  |  | 44886 | SILVER LAKE CONSTRUCTION David Magana
BUILD-017112-2022 | Residential Solar | INSTALL ROOF MOUNTED SOLAR SYSTEM WITH PANELS TO AN EXISTING SINGLE FAMILY RESIDENCE. NUMBER OF PANELS: 15. Kilowatts: 6 |  | 2241 COLD CANYON | 44886 | Tephra Solar Steve Slemboski
BUILD-017069-2022 | Panel Upgrade | **SEPARATE PERMIT, PLANS AND VALUATION REQUIRED FOR ELECTRICAL WORK PERFORMED ABOVE AND BEYOND A METER PANEL UPGRADE/CHANGE OUT** REMOVE EXISTING METER PANEL AND INSTALL A NEW METER PANEL AT SAME LOCATION, SAME FOR SAME. MUST CALL FOR INSPECTION. UPGRADE FROM 100 AMPERAGE TO 200 AMPERAGE. |  | 1332 WALSTONE | 44886 | Eco Electric Randy Roberts
EXT-017057-2022 | Permit Extension | SEE OCP-006857-2022 FOR EXTENDED PERMIT* |  |  | 44886 | RP WEDDELL & SONS CO NATE POWERS-SABUGO
BUILD-017101-2022 | New | What type of pool is being built? Gunite Pool Square Footage: 365 Pool Number of Gallons: 9569 Does this permit include a Spa? Yes Spa Square Footage: 45 Spa Number of Gallons: 9569 Deck Square Footage: 766 Block wall remove/replace: No Block wall removal/replace lineal feet: [none] Existing electrical service amps: 225 Lineal feet of underground electrical: 43 Diameter of conduit: 1" Gas line type: P E Heater BTUs: 400,000 Lineal feet of gas pipe: 45' Diameter of gas pipe: 1 1/2 Mechanical Sub-Contractor: OWNER BUILDER Plumbing Sub-Contractor: OWNER BUILDER Electrical Sub-Contractor: OWNER BUILDER |  | 5633 LOWELL CLIFF | 44886
BUILD-017067-2022 | Residential Solar | INSTALL ROOF MOUNTED SOLAR SYSTEM WITH PANELS TO AN EXISTING SINGLE FAMILY RESIDENCE. NUMBER OF PANELS: 12. Kilowatts: 4.8 |  | 4861 COLOSSAL STAR | 44886 | Elevation Solar Jerry Coleman
EXT-017097-2022 | Permit Extension | *SEE OCP-010372-2021 FOR EXTENDED PERMIT* |  | 4349 NEXUS | 44886 | NPC NATIONAL PIPELINE Josh Tryba
BUILD-017110-2022 | AC Change Out | CHANGE OUT AC UNIT(S) IN A SINGLE FAMILY RESIDENCE, SAME FOR SAME. INSPECTION REQUIRED FOR THIS INSTALLATION. |  | 3802 DISCOVERY CREEK | 44886 | BEST AIr Conditioning Plumbing Repair Daniela Perez
BUILD-017075-2022 | Residential Solar | INSTALL ROOF MOUNTED SOLAR SYSTEM WITH PANELS TO AN EXISTING SINGLE FAMILY RESIDENCE. NUMBER OF PANELS: 16. Kilowatts: 5.92 |  | 224 HEATHROW LAKE | 44886 | TELT VENTURES LLC dba 1Solar Lauren Norris
BUILD-017104-2022 | Water Heater | REMOVE & REPLACE EXISTING WATER HEATER WITH SEISMIC STRAPS (REQUIRED) AT THE SAME LOCATION IN A SINGLE FAMILY RESIDENCE, SAME FOR SAME. INSPECTION REQUIRED FOR THIS INSTALLATION. * NOT TANKLESS * |  | 36 YELLOW PEAK | 44886 | silverstate plumbing amber morris
BUILD-016701-2022 | Residential Solar | INSTALL ROOF MOUNTED SOLAR SYSTEM WITH PANELS TO AN EXISTING SINGLE FAMILY RESIDENCE. NUMBER OF PANELS: 28. Kilowatts: 11.06 |  | 1943 KARNER BLUE | 44886 | Bell Electrical Systems Estevan DeLosSantos
BUILD-017115-2022 | Residential Solar | INSTALL ROOF MOUNTED SOLAR SYSTEM WITH PANELS TO AN EXISTING SINGLE FAMILY RESIDENCE. NUMBER OF PANELS: 18. Kilowatts: 7.29 |  | 6210 BLUE SKY | 44886 | SUNRUN BRANDY PALCHETTI
BUILD-017111-2022 | Residential Solar | INSTALL ROOF MOUNTED SOLAR SYSTEM WITH PANELS TO AN EXISTING SINGLE FAMILY RESIDENCE. NUMBER OF PANELS: 17. Kilowatts: 6.715 |  | 6859 ORANGE CRUSH | 44886 | Bell Electrical Systems Estevan DeLosSantos
BUILD-016984-2022 | Residential Solar | INSTALL ROOF MOUNTED SOLAR SYSTEM WITH PANELS TO AN EXISTING SINGLE FAMILY RESIDENCE. NUMBER OF PANELS: 13. Kilowatts: 4.81 |  | 5122 TROPICAL RAIN | 44886 | Solid State Electric LLC Kevin Gunderson
BUILD-017072-2022 | AC Change Out | CHANGE OUT AC UNIT(S) IN A SINGLE FAMILY RESIDENCE, SAME FOR SAME. INSPECTION REQUIRED FOR THIS INSTALLATION. |  | 3109 MADAME PLANTIER | 44886 | ONE HOUR AIR JAYSON PESTANAS
BUILD-017073-2022 | Residential Solar | INSTALL ROOF MOUNTED SOLAR SYSTEM WITH PANELS TO AN EXISTING SINGLE FAMILY RESIDENCE. NUMBER OF PANELS: 29. Kilowatts: 10.73 |  | 2604 CATTRACK | 44886 | TELT VENTURES LLC dba 1Solar Lauren Norris
BUILD-017059-2022 | Residential Solar | INSTALL ROOF MOUNTED SOLAR SYSTEM WITH PANELS TO AN EXISTING SINGLE FAMILY RESIDENCE. NUMBER OF PANELS: 12. Kilowatts: 4.8 |  | 4849 COLOSSAL STAR | 44886 | Elevation Solar Jerry Coleman
BUILD-017084-2022 | AC Change Out | CHANGE OUT AC UNIT(S) IN A SINGLE FAMILY RESIDENCE, SAME FOR SAME. INSPECTION REQUIRED FOR THIS INSTALLATION. |  | 1875 NATURE PARK | 44886 | ONE HOUR AIR JAYSON PESTANAS
BUILD-017055-2022 | Residential Solar | INSTALL ROOF MOUNTED SOLAR SYSTEM WITH PANELS TO AN EXISTING SINGLE FAMILY RESIDENCE. NUMBER OF PANELS: 64. Kilowatts: 21.1 |  | 7016 GEESE GATHERING | 44886 | Kayo LLC Randi Nelson
BUILD-017063-2022 | Residential Solar | INSTALL ROOF MOUNTED SOLAR SYSTEM WITH PANELS TO AN EXISTING SINGLE FAMILY RESIDENCE. NUMBER OF PANELS: 12. Kilowatts: 4.8 |  | 4909 COLOSSAL STAR | 44886 | Elevation Solar Jerry Coleman
EXT-017062-2022 | Permit Extension | *SEE OCP-007788-2022 FOR EXTENDED PERMIT* |  |  | 44886 | RP WEDDELL & SONS CO NATE POWERS-SABUGO
BUILD-017109-2022 | Residential Solar | INSTALL ROOF MOUNTED SOLAR SYSTEM WITH PANELS TO AN EXISTING SINGLE FAMILY RESIDENCE. NUMBER OF PANELS: 14. Kilowatts: 5.53 |  | 6032 TORCIANO | 44886 | Bell Electrical Systems Estevan DeLosSantos
BUILD-017089-2022 | Residential Solar | INSTALL ROOF MOUNTED SOLAR SYSTEM WITH PANELS TO AN EXISTING SINGLE FAMILY RESIDENCE. NUMBER OF PANELS: 12. Kilowatts: 4.8 |  | 7451 COOKS MEADOW | 44886 | Icon Power Jake Bastian
BUILD-013325-2022 | New | SELFCERT GOLDEN TRIANGLE BLDG 4 - COMALT 10/26/2022 foundation and structural on permit 12394-2022 BY ES / TDL all structural revisions shall be submitted under the above struc. review permit. BY ES COMBINATION PERMIT: CONSTRUCT A NEW 400,371 SF COMMERCIAL BUILDING. QAA REQUIRED ON ITEMS: C, G, M, S,W, Xb, Xe AND Xf BY AZTECH AND Xi BY HAMPTON TEDDER. INCLUDES ELECTRICAL - LC ELECTRIC, PLUMBING -P1 GROUP AND MECHANICAL - P1 GROUP. *NO SEWER CONNECTIONS* SEE JOBSITE COPY OF SELFCERTFIED PLANS FOR COMPLETE DETAILS. CONTACT: CHRIS GALINDO / 949-554-8573 chris@hparchs.com |  | 2815 WASHBURN | 44886 | RJA Chris Galindo
BUILD-015893-2022 | Fire Alarm | INSTALL FIRE ALARM/ MONITORING SYSTEM IN A COMMERCIAL BUILDING. SEE APPROVED PLANS FOR COMPLETE DETAILS. |  | 6350 HOWDY WELLS | 44886 | NEXTGEN MONITORING
BUILD-016038-2022 | Fence Gate | *VILLAGE 1.01- AVI GATES & AUTOMATION COMBINATION PERMIT: FABRICATE AND INSTALL NEW SET OF COMMUNITY AVI GATES AND AUTOMATION. ELECTRIC DONE BY - LEI ELECTRIC. SEE APPROVED PLANS FOR COMPLETE DETAILS. CONTACT: ROGER SOTELO 725-777-8626 jsotelo@desertplastering.com |  |  | 44886 | DESERT STEEL, LLC
BUILD-017081-2022 | AC Change Out | CHANGE OUT AC UNIT(S) IN A SINGLE FAMILY RESIDENCE, SAME FOR SAME. INSPECTION REQUIRED FOR THIS INSTALLATION. |  | 5205 ANNEKE | 44886 | ONE HOUR AIR JAYSON PESTANAS
BUILD-017070-2022 | Residential Solar | INSTALL ROOF MOUNTED SOLAR SYSTEM WITH PANELS TO AN EXISTING SINGLE FAMILY RESIDENCE. NUMBER OF PANELS: [none]. Kilowatts: 6.4 |  | 5281 TORO CREEK | 44886 | Titan Solar Power NV Inc. Joselyne Gallegos
BUILD-016649-2022 | Fire Protection System | INSTALL FIRE PROTECTION SYSTEM IN A COMMERCIAL BUILDING. SEE APPROVED PLANS FOR COMPLETE DETAILS. |  | 2987 LAS VEGAS | 44886 | CABALLERO, GUSTAVO
BUILD-017071-2022 | AC Change Out | CHANGE OUT AC UNIT(S) IN A SINGLE FAMILY RESIDENCE, SAME FOR SAME. INSPECTION REQUIRED FOR THIS INSTALLATION. |  | 5930 SPRINGMIST | 44886 | Frosty Desert LLC Enrique Quinones
BUILD-016761-2022 | Tracts | Subdivision Name: Sienna Square STP Number: 18-119001 Lot Number: 98 Plan Type: Hawthorne Elevation: C Number of Stories: 2 Living SF: 1763 Garage SF: 417 Porch SF: 80 Patio SF: 112 Balcony SF: [none] Fireplace: None Additional Options: [none] Model Permit #: 19275-2021 Electrical Sub-Contractor: IES Residential Mechanical Sub-Contractor: Sierra Air Plumbing Sub-Contractor: Brass 2 Copper |  | 1574 ORO GRANDE | 44886 | Lgihomes Jimmy Romero
EXT-017056-2022 | Permit Extension | *SEE OCP-007841-2022 FOR EXTENDED PERMIT* |  |  | 44886 | RP WEDDELL & SONS CO NATE POWERS-SABUGO
BUILD-017087-2022 | Residential Solar | INSTALL ROOF MOUNTED SOLAR SYSTEM WITH PANELS TO AN EXISTING SINGLE FAMILY RESIDENCE. NUMBER OF PANELS: 25. Kilowatts: 10 |  | 1416 BROOKS | 44886 | Tempo Electric Laszlo Kiraly
BUILD-017068-2022 | Residential Solar | INSTALL ROOF MOUNTED SOLAR SYSTEM WITH PANELS TO AN EXISTING SINGLE FAMILY RESIDENCE. NUMBER OF PANELS: 12. Kilowatts: 4.8 |  | 4853 COLOSSAL STAR | 44886 | Elevation Solar Jerry Coleman
BUILD-017078-2022 | AC Change Out | CHANGE OUT AC UNIT(S) IN A SINGLE FAMILY RESIDENCE, SAME FOR SAME. INSPECTION REQUIRED FOR THIS INSTALLATION. |  | 27 BRIGHT DAWN | 44886 | Yes! Air Conditioning and Plumbing Rebecca McKeown
BUILD-017019-2022 | Rehab | REHAB DUE TO FIRE/WATER OR VEHICLE DAMAGE. SEE APPROVED PLANS OR SCOPE OF WORK FOR COMPLETE DETAILS. RESIDENTIAL REHAB DUE TO WATER DAMAGE PER ATTACHED CONTRACTOR'S SCOPE OF WORK DATED 10/24/2022 ( 11 PAGES). NO ELECTRICAL, PLUMBING OR MECHANICAL. SEE APPROVED CONTRACTOR'S SCOPE OF WORK FOR COMPLETE DETAILS. |  | 1702 VIBRANT BARN | 44886
BUILD-017061-2022 | Residential Solar | INSTALL ROOF MOUNTED SOLAR SYSTEM WITH PANELS TO AN EXISTING SINGLE FAMILY RESIDENCE. NUMBER OF PANELS: 12. Kilowatts: 4.8 |  | 4913 COLOSSAL STAR | 44886 | Elevation Solar Jerry Coleman
EXT-017060-2022 | Permit Extension | *SEE OCP-013907-2021 FOR EXTENDED PERMIT* WORK INCLUDES ASPHALT/SIDEWALK REMOVAL/REPLACEMENT ON WASHBURN, DECATUR, AND LONE MOUNTAIN TO INSTALL CONDUIT, BOXES, AND RELATED ITEMS BACK OF CURB UNDER SIDEWALK. REMOVE EXISTING RISER POLES AND OVERHEAD LINES ALONG EAST OF DECATUR TO RELOCATE FACILITIES UNDERGROUND PER APPROVED NV ENERGY PLANS. |  |  | 44886 | Terra Contracting Inc Terra Contracting
BUILD-016036-2022 | Fence Gate | *VILLAGE 1.03- AVI GATES & AUTOMATION COMBINATION PERMIT: FABRICATE AND INSTALL NEW SET OF COMMUNITY AVI GATES AND AUTOMATION. ELECTRIC BY LEI ELECTRIC. SEE APPROVED PLANS FOR COMPLETE DETAILS. CONTACT: ROGER SOTELO 725-777-8626 jsotelo@desertplastering.com |  |  | 44886 | DESERT STEEL, LLC
BUILD-016760-2022 | Tracts | Subdivision Name: Sienna Square STP Number: 18-119002 Lot Number: 97 Plan Type: Mesquite Elevation: A Number of Stories: 2 Living SF: 1958 Garage SF: 410 Porch SF: 29 Patio SF: 120 Balcony SF: [none] Fireplace: None Additional Options: [none] Model Permit #: 19275-2021 Electrical Sub-Contractor: IES Residential Mechanical Sub-Contractor: Sierra Air Plumbing Sub-Contractor: Brass 2 Copper |  | 1570 ORO GRANDE | 44886 | Lgihomes Jimmy Romero
BUILD-017064-2022 | Residential Solar | INSTALL ROOF MOUNTED SOLAR SYSTEM WITH PANELS TO AN EXISTING SINGLE FAMILY RESIDENCE. NUMBER OF PANELS: 12. Kilowatts: 4.8 |  | 4905 COLOSSAL STAR | 44886 | Elevation Solar Jerry Coleman
BUILD-017095-2022 | Residential Solar | INSTALL ROOF MOUNTED SOLAR SYSTEM WITH PANELS TO AN EXISTING SINGLE FAMILY RESIDENCE. NUMBER OF PANELS: 28. Kilowatts: 10.22 |  | 5732 SALT ROCK | 44886 | Caballero's Electric LLC Jorge Caballero
BUILD-017105-2022 | Residential Solar | INSTALL ROOF MOUNTED SOLAR SYSTEM WITH PANELS TO AN EXISTING SINGLE FAMILY RESIDENCE. NUMBER OF PANELS: 15. Kilowatts: 5.925 |  | 7425 PETREL | 44886 | Bell Electrical Systems Estevan DeLosSantos
BUILD-016758-2022 | Tracts | Subdivision Name: Sienna Square STP Number: 18-119004 Lot Number: 116 Plan Type: Stella Elevation: A Number of Stories: 2 Living SF: 2328 Garage SF: 397 Porch SF: 52 Patio SF: 112 Balcony SF: [none] Fireplace: None Additional Options: [none] Model Permit #: 19275-2021 Electrical Sub-Contractor: IES Residential Mechanical Sub-Contractor: Sierra Air Plumbing Sub-Contractor: Brass 2 Copper |  | 1569 DESERT PATH | 44886 | Lgihomes Jimmy Romero
BUILD-017102-2022 | Plumbing Replacement | REPLACE EXISTING PLUMBING LINE/CONNECTION WITHIN A SINGLE FAMILY RESIDENCE, SAME FOR SAME. INSPECTION REQUIRED. |  | 3153 HARTLEY COVE | 44886 | Plumbing Solutions of Nevada German Caraballo
BUILD-014579-2022 | Fire Protection System | INSTALL FIRE PROTECTION SYSTEM IN A COMMERCIAL BUILDING. SEE APPROVED PLANS FOR COMPLETE DETAILS. |  | 7618 DECATUR | 44886
EXT-017113-2022 | Permit Extension | *SEE OCP-012685-2022 FOR EXTENDED PERMIT* |  |  | 44886 | WESTDECK CONCRETE COATING, LLC Craig Davis
BUILD-017125-2022 | Residential Solar | INSTALL ROOF MOUNTED SOLAR SYSTEM WITH PANELS TO AN EXISTING SINGLE FAMILY RESIDENCE. NUMBER OF PANELS: 20. Kilowatts: 7.9 |  | 5437 KAMILLA RAEN | 44887 | Bell Electrical Systems Estevan DeLosSantos
EXT-017118-2022 | Permit Extension | *SEE OCP-019362-2020 FOR EXTENDED PERMIT* |  |  | 44887 | Western States Contracting Inc. Hilarry Rodriguez
BUILD-017171-2022 | Panel Upgrade | **SEPARATE PERMIT, PLANS AND VALUATION REQUIRED FOR ELECTRICAL WORK PERFORMED ABOVE AND BEYOND A METER PANEL UPGRADE/CHANGE OUT** REMOVE EXISTING METER PANEL AND INSTALL A NEW METER PANEL AT SAME LOCATION, SAME FOR SAME. MUST CALL FOR INSPECTION. UPGRADE FROM 200 AMPERAGE TO 200 AMPERAGE. |  | 2824 OWENS | 44887 | MODERN ELECTRIC LLC Denise Estrada
BUILD-017120-2022 | AC Change Out | CHANGE OUT AC UNIT(S) IN A SINGLE FAMILY RESIDENCE, SAME FOR SAME. INSPECTION REQUIRED FOR THIS INSTALLATION. |  | 3820 CHAMPAGNE WOOD | 44887 | Legacy Air Charles Hays
BUILD-014953-2022 | Fence Residential | THIS PERMIT IS FOR THE IRON PORTION ONLY THAT WILL BE PLACED ON TOP OF CMU WALL. CMU WALL IS A SEPARATE PERMIT UNDER 16885-2022 AND IS NOT APART OF THIE PERMIT. INSTALL/CONSTRUCT A NEW BLOCK/RETAINING WALL IN A SINGLE FAMILY RESIDENCE. SEE APPROVED PLANS FOR COMPLETE DETAILS. |  | 1770 ELKHORN | 44887 | Hirschi Masonry, LLC Jessenia Abrego
BUILD-017122-2022 | AC Change Out | CHANGE OUT AC UNIT(S) IN A SINGLE FAMILY RESIDENCE, SAME FOR SAME. INSPECTION REQUIRED FOR THIS INSTALLATION. |  | 2404 CARRIER DOVE | 44887 | Express Home Services Jeremy Anderson
BUILD-012852-2022 | Rehab | *NEUENKIRCH 26- COMMERICIAL FIRE REHAB COMBINATION PERMIT: RESIDENTIAL REHAB DUE TO FIRE DAMAGE PER INSURANCE SCOPE OF WORK (7 PAGES). INCLUDES MECHANICAL - DESERT VALLEY HEATING AND COOLING LLC , AND PLUMBING - ROCKY POINT PLUMBING LLC. **NO ELECTRICAL** SEE APPROVED INSURANCE SCOPE OF WORK FOR COMPLETE DETAILS. CONTACT: BILL BRUCE 702-820-9698 bill@coppercreekconst.com |  | 3526 LAKE MEAD | 44887 | COPPER CREEK CONSTRUCTION
BUILD-014049-2022 | Tenant Improvement | BOBA TEA #1 SUITE 156- TI COMBINATION PERMIT: INTERIOR TENANT IMPROVEMENT IN EXISTING 1,200 SF SUITE 156. INCLUDES ELECTRICAL - HK ELECTRIC, MECHANICAL - ABRAHAM MECHANICAL, AND PLUMBING - ABRAHAM MECHANICAL. INSTALLING 10 NEW PLUMBING FIXTURES (2 HAND SINKS, 1 ICE MACHINE, 1 KITCHEN SINK, 2 LAVATORIES, 1 SERVICE/MOP SINK, 1 SINK, AND 2 WATER CLOSETS) @ "RESTAURANT UNDER 45 SEATING" RATE. SEE APPROVED PLANS FOR COMPLETE DETAILS. CONTACT NELSON CHUANG 702-289-9788 foxconstruction.nv@gmail.com |  | 5870 LOSEE | 44887 | FOX CONSTRUCTION INDUSTRIES
BUILD-017123-2022 | Water Heater | REMOVE & REPLACE EXISTING WATER HEATER WITH SEISMIC STRAPS (REQUIRED) AT THE SAME LOCATION IN A SINGLE FAMILY RESIDENCE, SAME FOR SAME. INSPECTION REQUIRED FOR THIS INSTALLATION. * NOT TANKLESS * |  | 2324 NATURE PARK | 44887 | Water Wise Plumbing James Carl
BUILD-015817-2022 | Fire Alarm | INSTALL FIRE ALARM/ MONITORING SYSTEM IN A COMMERCIAL BUILDING. SEE APPROVED PLANS FOR COMPLETE DETAILS. |  | 4454 DECATUR | 44887 | EDS ELECTRONICS INC.
BUILD-016558-2022 | Tracts | Subdivision Name: KESTREL HEIGHTS STP Number: L19E Lot Number: 92 Plan Type: 18-114001 Elevation: C Number of Stories: 2 Living SF: 1913 Garage SF: 436 Porch SF: 19 Patio SF: 0 Balcony SF: [none] Fireplace: None Additional Options: [none] Model Permit #: 16824-2021 Electrical Sub-Contractor: FOCUS ELECTRIC Mechanical Sub-Contractor: SUNRISE MECHANICAL Plumbing Sub-Contractor: FOCUS PLUMBING |  | 6346 SELSTON | 44887 | Richmond American Homes Mike Salley
BUILD-014344-2022 | Tenant Improvement | *3355 W CHEYENNE RESTROOM- TI COMBINATION PERMIT: 324 SF INTERIOR TENANT IMPROVEMENT IN EXISTING COMMERCIAL BUILDING. INCLUDES ELECTRICAL - IMAGE ELECTRIC, MECHANICAL - IMAGE ELECTRIC, AND PLUMBING - FIVE STAR PLUMBING. VERIFIED THERE ARE 20 EXISTING PLUMBING FIXTURES (9 HAND SINKS, 2 KITCHEN SINKS, 1 SERVICE/MOP SINK, 1 SHOWER, 1 WASHING MACHINE, AND 6 WATER CLOSETS) THAT WERE PREVIOUSLY INSTALLED UNDER PERMIT 40506 & 25485 @ OFFICE/WAREHOUSE RATE. INSTALLING 6 NEW PLUMBING FIXTURES (2 HAND SINKS AND 4 WATER CLOSETS) @ "OFFICE/WAREHOUSE" RATE. SEE APPROVED PLANS FOR COMPLETE DETAILS. CONTACT HAILEY SHINTON 702-931-2992 hshinton.acg@gmail.com |  | 3355 CHEYENNE | 44887 | QUALITY RESTORATIONS
BUILD-017181-2022 | Residential Solar | INSTALL ROOF MOUNTED SOLAR SYSTEM WITH PANELS TO AN EXISTING SINGLE FAMILY RESIDENCE. NUMBER OF PANELS: [none]. Kilowatts: 6.4 |  | 2209 MYSTIC WAVE | 44887 | Titan Solar Power NV Inc. Joselyne Gallegos
BUILD-017167-2022 | Meter Tag | RESIDENTIAL ELECTRICAL METER TAG ONLY- NO REPAIRS. MUST CALL FOR INSPECTION. |  | 2513 OSCAR MARIANO | 44887 | Classic Electric LLC Cecilia Diaz
BUILD-017124-2022 | Tenant Improvement | SONSRAY FLEET SERVICES - TI COMBINATION PERMIT: 147 SF INTERIOR TENANT IMPROVEMENT IN EXISTING COMMERCIAL BUILDING TO ADD (3) WALLS, (1) PONY WALL, AND (1) ADDITIONAL OFFICE. INCLUDES ELECTRICAL - LIVEWIRE ELECTRIC. **NO PLUMBING AND MECHANICAL** SEE APPROVED PLANS BY VALARIE EVANS FOR COMPLETE DETAILS. CONTACT: VICTOR M LEACH 702-550-6778 VICTOR@EDGENV.COM |  | 300 DELHI | 44887 | Edge Design and Construction, INC. Victor Leach
BUILD-013991-2022 | Tenant Improvement | PIZZA BABY SUITE 4- TI COMBINATION PERMIT: 2018 SF INTERIOR TENANT IMPROVEMENT IN EXISTING SUITE 4. INCLUDES ELECTRICAL - LIVEWIRE ELECTRIC, MECHANICAL - UNITED MECHANICAL, AND PLUMBING - SERVICE PLUS PLUMBING. PER PLANS THERE ARE 2 EXISTING PLUMBING FIXTURES (1 WATER CLOSET AND 1 LAVATORY) THAT WERE PREVIOUSLY INSTALLED UNDER PERMIT BLD970258 @ RETAIL RATE. INSTALLING 9 NEW PLUMBING FIXTURES (1 DISHWASHER, 3 HAND SINKS, 1 ICE MACHINE, 1 KITCHEN SINK, 1 LAVATORY, 1 SERVICE/MOP SINK, AND 1 WATER CLOSET) @ "RESTAURANT UNDER 45" RATE. SEE APPROVED PLANS FOR COMPLETE DETAILS. CONTACT P BURTON JR 218-262-9405 piere@designlv.com |  | 1631 CRAIG | 44887 | DESIGN BUILDERS, LTD.
BUILD-013989-2022 | Fire Protection System | INSTALL FIRE PROTECTION SYSTEM IN A COMMERCIAL BUILDING. SEE APPROVED PLANS FOR COMPLETE DETAILS. |  | 5500 SIMMONS | 44887
BUILD-017142-2022 | Plumbing Replacement | REPLACE EXISTING PLUMBING LINE/CONNECTION WITHIN A SINGLE FAMILY RESIDENCE, SAME FOR SAME. INSPECTION REQUIRED. |  | 4948 DRIFTING PEBBLE | 44887 | Dignity Plumbing Kenneth Thomason
BUILD-015461-2022 | Sign | INSTALL A NEW SIGN ON A COMMERCIAL BUILDING. SEE APPROVED PLANS FOR COMPLETE DETAILS. 1. Need signed contract. 2. Need Clark County approved steel fabricator. 3. Need QAA for item S. |  | 3130 MARTIN LUTHER KING | 44887 | High Impact Sign and Design Jimmy Nicholson
BUILD-017182-2022 | Residential Solar | INSTALL ROOF MOUNTED SOLAR SYSTEM WITH PANELS TO AN EXISTING SINGLE FAMILY RESIDENCE. NUMBER OF PANELS: 29. Kilowatts: 11.6 |  | 1232 SPRING BREEZE | 44887 | Freedom Forever Belinda Simmons
BUILD-017140-2022 | Water Heater | REMOVE & REPLACE EXISTING WATER HEATER WITH SEISMIC STRAPS (REQUIRED) AT THE SAME LOCATION IN A SINGLE FAMILY RESIDENCE, SAME FOR SAME. INSPECTION REQUIRED FOR THIS INSTALLATION. * NOT TANKLESS * |  | 7504 CHAFFINCH | 44887 | Climate Control Experts Joetta Osgood
BUILD-017005-2022 | Residential | MOTTRAM RESIDENCE- ELECTRICAL INSTALL ONE (1) DEDICATED 120V 20AMP GFCI PROTECTED CIRCUIT FROM THE MAIN ELECTRICAL PANEL TO THE BATHROOM AREA VIA 12AWG WIRING. SEE APPROVED PLANS FOR COMPLETE DETAILS. CONTACT: ANNA ROOSMA 702-260-4001 admin@electricodellc.com |  | 7646 FIELDFARE | 44887 | ELECTRICODE L.L.C.
BUILD-017003-2022 | Fire Protection System | SILVER STATE COMMERCE PH IV - FUEL TANK *SEE SEPARATE PERMITS FOR FIRE SPRINKLERS (#15308-2022) AND FIRE PUMP (#17004-2022). APPROVED PLANS INCLUDED UNDER PERMIT 15308-2022* INSTALL NEW FUEL TANK. SEE APPROVED PLANS BY PATRICK NOBLE UNDER PERMIT 15308-2022 FOR COMPLETE DETAILS. |  | 1205 ALEXANDER | 44887 | VEGAS VALLEY FIRE DESIGN INC
BUILD-017193-2022 | Residential Solar | INSTALL ROOF MOUNTED SOLAR SYSTEM WITH PANELS TO AN EXISTING SINGLE FAMILY RESIDENCE. NUMBER OF PANELS: 19. Kilowatts: 6.94 |  | 2112 PUFFER BEACH | 44887 | Lifetime Power LLC Valerie Sushkova
BUILD-017165-2022 | AC Change Out | CHANGE OUT AC UNIT(S) IN A SINGLE FAMILY RESIDENCE, SAME FOR SAME. INSPECTION REQUIRED FOR THIS INSTALLATION. |  | 2630 CHEYENNE | 44887 | The Cooling Co Joanna Santana
EXT-017178-2022 | Permit Extension | *SEE OCP-012798-2022 FOR EXTENDED PERMIT* |  |  | 44887 | NRC CONCRETE DARIN HADLEY
BUILD-002641-2021 | New | ANN & 5TH BLDG 1- SHELL BUILDING **8/11/22 ADDRESS IS 430 E ANN RD PER TIRE - UPDATE WHEN PROCESSING** ***SEPARATE PERMIT REQUIRED FOR ONSITE WATER, SEWER AND FIRE LINES**** ** SEPARATE PERMIT, PLANS, AND VALUATION FOR FIRE SPRINKLERS, EXTERIOR SIGNAGE, BUILDING TRELLISES, AND SITE WALLS*** **DEFERRED SUBMITTAL FOR TRELLIS ABOVE TRASH ENCLOSURE AND PREFAB TRUSSES**** COMBINATION PERMIT: CONSTRUCT A NEW 6,080 SF COMMERCIAL BUILDING SHELL. INCLUDES (1) TRASH ENCLOSURE. QAA REQUIRED ON ITMES: C, G, M, S, Xb AND Xe BY AMERICAN SOILS ENGINEERING. INCLUDES ELECTRICAL - J&K, PLUMBING - J&K, AND MECHANICAL - J&K. **NO PLUMBING FIXTURES*** SEE APPROVED PLANS FOR COMPLETE DETAILS. CONTACT: Ted 702-786-4101 konishi@ylarchitecture.com Stefan Stepanovic 702 526 2970 sstepanovic@ylarchitecture.com |  | 298 ANN | 44887 | AIMS BUILDING SERVICES LLC.
BUILD-012117-2022 | Fire Protection System | CLEAR BAGS SUITE 100- SPRINKLER INSTALL A NEW SPRINKLER SYSTEM IN AN EXISITING BUILDING. SEE APPROVED PLANS BY PATRICK NOBLE FOR COMPLETE DETAILS. CONTACT KENNETH MILLER 702-656-0508 kmelitefire@aol.com |  | 5360 BEESLEY | 44887 | ELITE FIRE PROTECTION, INC.
EXT-017117-2022 | Permit Extension | *SEE OCP-007452-2022 FOR EXTENDED PERMIT* |  |  | 44887 | Western States Contracting Inc. Hilarry Rodriguez
BUILD-017121-2022 | Residential Solar | INSTALL ROOF MOUNTED SOLAR SYSTEM WITH PANELS TO AN EXISTING SINGLE FAMILY RESIDENCE. NUMBER OF PANELS: 20. Kilowatts: 8.8 |  | 3707 QUAKER LAKE | 44887 | Arcadia Solar NV LLC Brian Nowak
BUILD-013614-2022 | Tenant Improvement | SELFCERT MAKAI ISLAND GRILL SUITE 105 & 106 -TI COMBINATION PERMIT: 2500 SF INTERIOR TENANT IMPROVEMENT IN EXISTING SUITE 105 & 106. INCLUDES ELECTRICAL - SPEC ELECTRIC, MECHANICAL - AIR UNLIMITED, AND PLUMBING - SIN CITY PLUMBING. INSTALLING 12 NEW PLUMBING FIXTURES (1 HAND SINK, 2 HOSE BIBB, 1 ICE MACHINE, 2 LAVATORIES, 1 SERVICE/MOP SINK, 3 WASH SINKS, AND 2 WATER CLOSETS) @ "RESTAURANT" RATE. SEE JOBSITE COPY OF SELF CERTIFIED PLANS FOR COMPLETE DETAILS. CONTACT MICHAEL CLUTTS 702-236-4330 michael@wtddevelopment.com |  | 6520 LOSEE | 44887 | WTD DEVELOPMENT LLC
BUILD-017159-2022 | AC Change Out | CHANGE OUT AC UNIT(S) IN A SINGLE FAMILY RESIDENCE, SAME FOR SAME. INSPECTION REQUIRED FOR THIS INSTALLATION. |  | 2520 HIGHTREE | 44887 | APPLIANCE PARTS CENTER CINDY MACNEICE
BUILD-017135-2022 | Water Heater | REMOVE & REPLACE EXISTING WATER HEATER WITH SEISMIC STRAPS (REQUIRED) AT THE SAME LOCATION IN A SINGLE FAMILY RESIDENCE, SAME FOR SAME. INSPECTION REQUIRED FOR THIS INSTALLATION. * NOT TANKLESS * |  | 4660 BASILICATA | 44887 | Advanced Home Services andrey Petrushkin
BUILD-017161-2022 | Residential Solar | INSTALL ROOF MOUNTED SOLAR SYSTEM WITH PANELS TO AN EXISTING SINGLE FAMILY RESIDENCE. NUMBER OF PANELS: 18. Kilowatts: 7.29 |  | 3406 WILD FILLY | 44887 | SUNRUN BRANDY PALCHETTI
BUILD-017177-2022 | Residential Solar | INSTALL ROOF MOUNTED SOLAR SYSTEM WITH PANELS TO AN EXISTING SINGLE FAMILY RESIDENCE. NUMBER OF PANELS: 16. Kilowatts: 6.08 |  | 3701 HICKEY | 44887 | SOL-UP Frank Rieger
BUILD-017128-2022 | Residential Solar | INSTALL ROOF MOUNTED SOLAR SYSTEM WITH PANELS TO AN EXISTING SINGLE FAMILY RESIDENCE. NUMBER OF PANELS: 24. Kilowatts: 9.6 |  | 4323 VALLEY REGENTS | 44887 | TELT VENTURES LLC dba 1Solar Lauren Norris
BUILD-016977-2022 | Onsite Utilities | INSTALL NEW ONSITE WATER, SEWER, AND FIRE LINES. SEE STAMPED "JOB SITE COPY" OF APPROVED CIVIL PLANS AND BOND AND FEE ESTIMATE FOR COMPLETE DETAILS. |  | 4145 SCOTT ROBINSON | 44887 | NPC NATIONAL PIPELINE Josh Tryba
BUILD-017166-2022 | Residential Solar | INSTALL ROOF MOUNTED SOLAR SYSTEM WITH PANELS TO AN EXISTING SINGLE FAMILY RESIDENCE. NUMBER OF PANELS: 16. Kilowatts: 6.4 |  | 7034 WILDHORSE CREEK | 44887 | Emily Mai
BUILD-017006-2022 | Fire Protection System | VVFP SSC PH III BLDG 4- FIRE PUMP *SEE SEPARATE PERMITS FOR FIRE SPRINKLERS (#14390-2022) . APPROVED PLANS INCLUDED UNDER PERMIT 14390-2022* INSTALL A NEW FIRE PUMP. SEE APPROVED PLANS BY PATRICK NOBLE UNDER PERMIT 14390-2022 FOR COMPLETE DETAILS. |  | 4130 5TH | 44887
BUILD-017169-2022 | Residential Solar | INSTALL ROOF MOUNTED SOLAR SYSTEM WITH PANELS TO AN EXISTING SINGLE FAMILY RESIDENCE. NUMBER OF PANELS: 16. Kilowatts: 6.4 |  | 304 DUCHESS | 44887 | Titan Solar Power NV Inc. Joselyne Gallegos
BUILD-017164-2022 | Water Heater | REMOVE & REPLACE EXISTING WATER HEATER WITH SEISMIC STRAPS (REQUIRED) AT THE SAME LOCATION IN A SINGLE FAMILY RESIDENCE, SAME FOR SAME. INSPECTION REQUIRED FOR THIS INSTALLATION. * NOT TANKLESS * |  | 6633 SCAVENGER HUNT | 44887 | Allstate Service Group Alexander Neiman
BUILD-016785-2022 | Tracts | Subdivision Name: FULLERTON COVE STP Number: 18-121000 Lot Number: 145 Plan Type: L17E Elevation: A Number of Stories: 2 Living SF: 1804 Garage SF: 449 Porch SF: 21 Patio SF: 200 Balcony SF: 76 Fireplace: None Additional Options: [none] Model Permit #: 18690-2021 Electrical Sub-Contractor: FOCUS ELECTRIC Mechanical Sub-Contractor: Sierra Air Plumbing Sub-Contractor: FOCUS PLUMBING |  | 7052 STOCKTON DUNES | 44887 | Miranda Robertson
BUILD-014447-2022 | Fire Alarm | INSTALL FIRE ALARM/ MONITORING SYSTEM IN A COMMERCIAL BUILDING. SEE APPROVED PLANS FOR COMPLETE DETAILS. **MONITORING** |  | 445 CENTENNIAL | 44887 | DAWSON ENTERPRISES, INC
BUILD-017192-2022 | Residential Solar | INSTALL ROOF MOUNTED SOLAR SYSTEM WITH PANELS TO AN EXISTING SINGLE FAMILY RESIDENCE. NUMBER OF PANELS: 20. Kilowatts: 8 |  | 1201 JUNIPINE | 44887 | Emily Mai
BUILD-016627-2022 | Tenant Improvement | SELFCERT SILVER STATE PHASE 4- TI COMBINATION PERMIT: 4,411 SF INTERIOR TENANT IMPROVEMENT IN EXISTING COMMERCIAL BUILDING. INCLUDES ELECTRICAL - ???, MECHANICAL - ???, AND PLUMBING - ???. INSTALLING 26 NEW PLUMBING FIXTURES (5 FLOOR DRAINS, 1 KITCHEN SINK, 9 LAVATORIES, 1 SERVICE/MOP SINK, 3 URINALS, 7 WATER CLOSETS) @ "OFFICE/WAREHOUSE" RATE. SEE JOBSITE COPY OF APPROVED SELFCERTIFIED PLANS FOR COMPLETE DETAILS. CONTACT: CESAR ROJAS 520-604-5609 cesar@hparchs.com |  | 1205 ALEXANDER | 44887 | TWC CONSTRUCTION TWC CONSTRUCTION
BUILD-017129-2022 | Water Heater | REMOVE & REPLACE EXISTING WATER HEATER WITH SEISMIC STRAPS (REQUIRED) AT THE SAME LOCATION IN A SINGLE FAMILY RESIDENCE, SAME FOR SAME. INSPECTION REQUIRED FOR THIS INSTALLATION. * NOT TANKLESS * |  | 7444 GRASSQUIT | 44887 | O S P Plumbing and Rooter Narek Abgaryan
BUILD-017107-2022 | Residential Solar | INSTALL ROOF MOUNTED SOLAR SYSTEM WITH PANELS TO AN EXISTING SINGLE FAMILY RESIDENCE. NUMBER OF PANELS: 29. Kilowatts: 29 |  | 4533 POINT BREEZE | 44887 | Get Solarize Frances Le
BUILD-017187-2022 | Residential Solar | INSTALL ROOF MOUNTED SOLAR SYSTEM WITH PANELS TO AN EXISTING SINGLE FAMILY RESIDENCE. NUMBER OF PANELS: [none]. Kilowatts: 7.2 |  | 4673 CACTUS SUN | 44887 | Titan Solar Power NV Inc. Joselyne Gallegos
BUILD-009478-2022 | Tenant Improvement | *WOW CRAIG & 5TH- TI **SHELL PERMIT 13369-2021** COMBINATION PERMIT: 4742 SF INTERIOR TENANT IMPROVEMENT FOR CAR WASH EQUIPMENT. QAA REQUIRED ON ITEMS: Xb BY ENGINEERING TESTING. **NO MECHANICAL, ELECTRICAL, OR PLUMBING.** SEE APPROVED PLANS BY INTERWEST FOR COMPLETE DETAILS. CONTACT ANDREA COLE 702-435-9909 acole@gcgarciainc.com |  | 655 CRAIG | 44887
BUILD-017004-2022 | Fire Protection System | SILVER STATE COMMERCE PH IV - FIRE PUMP *SEE SEPARATE PERMITS FOR FIRE SPRINKLERS (#15308-2022) AND FUEL TANK (#17003-2022). APPROVED PLANS INCLUDED UNDER PERMIT 15308-2022* INSTALL A NEW FIRE PUMP. SEE APPROVED PLANS BY PATRICK NOBLE UNDER PERMIT 15308-2022 FOR COMPLETE DETAILS. |  | 1205 ALEXANDER | 44887 | VEGAS VALLEY FIRE DESIGN INC
BUILD-012840-2022 | Rehab | *NEUENKIRCH 22- COMMERICIAL FIRE REHAB COMBINATION PERMIT: RESIDENTIAL REHAB DUE TO FIRE DAMAGE PER INSURANCE SCOPE OF WORK (7 PAGES). INCLUDES ELECTRICAL - WILLIAMS ELECTRIC AND PLUMBING - ROCKY POINT PLUMBING LLC. **NO MECHANICAL** SEE APPROVED INSURANCE SCOPE OF WORK FOR COMPLETE DETAILS. CONTACT: BILL BRUCE 702-820-9698 bill@coppercreekconst.com |  | 3522 LAKE MEAD | 44887 | COPPER CREEK CONSTRUCTION
BUILD-017173-2022 | Water Heater | REMOVE & REPLACE EXISTING WATER HEATER WITH SEISMIC STRAPS (REQUIRED) AT THE SAME LOCATION IN A SINGLE FAMILY RESIDENCE, SAME FOR SAME. INSPECTION REQUIRED FOR THIS INSTALLATION. * NOT TANKLESS * |  | 916 GRANITE ASH | 44887 | Air Pro Master LLC Kristina Amelova
BUILD-015002-2022 | Tenant Improvement | CLINICAL PATHOLOGIES SUITE 100- TI COMBINATION PERMIT: 1100 SF INTERIOR TENANT IMPROVEMENT IN EXISTING SUITE 100. INCLUDES ELECTRICAL - FOWLER ELECTRIC, MECHANICAL - SELECT AIR, AND PLUMBING - EXCEL PLUMBING. PER THE PLANS THERE ARE 7 EXISTING PLUMBING FIXTURES (1 LAVATORY, 1 WATER CLOSET, 3 SINKS, 1 WASH SINK, AND1 WASHING MACHINE) THAT WAS PREVIOUSLY INSTALLED UNDER PERMITS #2005 & #2310 @ BEAUTY RATE. THE APPLICANT PROPOSES TO DEMOLISH 4 PLUMBING FIXTURES (2 SINKS, 1 WASH SINK AND 1 WASHING MACHINE). INSTALLING 2 NEW PLUMBING FIXTURES (1 SERVICE/MOP SINK AND 1 WATER CLOSET) @ "MEDICAL" RATE. SEE APPROVED PLANS FOR COMPLETE DETAILS. CONTACT: KIM COLLINS 702-541-5882 kim@kalbind.com |  | 5546 CAMINO AL NORTE | 44887 | KALB CONSTRUCTION COMPANY
BUILD-017007-2022 | Fire Protection System | VVFP SSC PH III BLDG 6- FIRE PUMP *SEE SEPARATE PERMITS FOR FIRE SPRINKLERS (#14393-2022). APPROVED PLANS INCLUDED UNDER PERMIT 14393-2022* INSTALL A NEW FIRE PUMP. SEE APPROVED PLANS BY PATRICK NOBLE UNDER PERMIT 14393-2022 FOR COMPLETE DETAILS. |  | 4030 5TH | 44887 | VEGAS VALLEY FIRE DESIGN INC
BUILD-017116-2022 | Residential Solar | INSTALL ROOF MOUNTED SOLAR SYSTEM WITH PANELS TO AN EXISTING SINGLE FAMILY RESIDENCE. NUMBER OF PANELS: 20. Kilowatts: 8 |  | 7002 STONE CACTUS | 44887 | Palmetto Solar Sean Wiseman
BUILD-017136-2022 | Water Heater | REMOVE & REPLACE EXISTING WATER HEATER WITH SEISMIC STRAPS (REQUIRED) AT THE SAME LOCATION IN A SINGLE FAMILY RESIDENCE, SAME FOR SAME. INSPECTION REQUIRED FOR THIS INSTALLATION. * NOT TANKLESS * |  | 3909 DELHI | 44887 | Advanced Home Services andrey Petrushkin
BUILD-016458-2022 | Patio | INSTALL/CONSTRUCT A NEW PATIO COVER ATTACHED TO THE SINGLE FAMILY RESIDENCE. SEE APPROVED PLANS FOR COMPLETE DETAILS. SIZE: 10'x14'. SQUARE FOOTAGE: 140.0,, # OF FOOTINGS: n/a. PATIO TYPE: Solid. EXISTING SLAB: Existing Concrete Slab. |  | 1751 CAMARILLO | 44887 | Proficient Patios
BUILD-016528-2022 | Patio | INSTALL/CONSTRUCT A NEW PATIO COVER ATTACHED TO THE SINGLE FAMILY RESIDENCE. SEE APPROVED PLANS FOR COMPLETE DETAILS. SIZE: 14'x12'. SQUARE FOOTAGE: 318.0,, # OF FOOTINGS: 2. PATIO TYPE: Lattice. EXISTING SLAB: Dirt. |  | 2395 WOODBLUFF | 44887 | Proficient Patios
BUILD-014271-2022 | Tenant Improvement | DELTA ACADEMY- TI COMBINATION PERMIT: 150 SF INTERIOR TENANT IMPROVEMENT IN EXISTING COMMERCIAL BUILDING TO INSTALL PONY WALL WITH A BULLET PROOF GLASS WALLS ON TOP. NO ELECTRICAL, MECHANICAL, OR PLUMBING. NO NEW PLUMBING FIXTURES. SEE APPROVED PLANS FOR COMPLETE DETAILS. CONTACT: DAVID STRAIT 702-239-1838 dave.dwstrait@cox.net |  | 818 BROOKS | 44887 | C A BUILDERS LLC
EXT-017119-2022 | Permit Extension | *SEE GRD-006994-2020 FOR EXTENDED PERMIT* |  |  | 44887 | Western States Contracting Inc. Hilarry Rodriguez
EXT-017198-2022 | Permit Extension | *SEE OCP-007048-2022 FOR EXTENDED PERMIT* |  |  | 44888 | NDX, LLC Filip williams
BUILD-017212-2022 | AC Change Out | CHANGE OUT AC UNIT(S) IN A SINGLE FAMILY RESIDENCE, SAME FOR SAME. INSPECTION REQUIRED FOR THIS INSTALLATION. |  | 4063 BOX CANYON FALLS | 44888 | Sierra LLC Sierra LLC
BUILD-017205-2022 | AC Change Out | CHANGE OUT AC UNIT(S) IN A SINGLE FAMILY RESIDENCE, SAME FOR SAME. INSPECTION REQUIRED FOR THIS INSTALLATION. |  | 7624 WIDEWING | 44888 | Johnny on the spot A/C John Freeman
BUILD-016563-2022 | Sign | INSTALL A NEW SIGN ON A COMMERCIAL BUILDING. SEE APPROVED PLANS FOR COMPLETE DETAILS. |  | 6265 BEESLEY | 44888 | High Impact Sign and Design Jimmy Nicholson
BUILD-017211-2022 | Residential Solar | INSTALL ROOF MOUNTED SOLAR SYSTEM WITH PANELS TO AN EXISTING SINGLE FAMILY RESIDENCE. NUMBER OF PANELS: 20. Kilowatts: 8 |  | 7513 CRESTED MOON | 44888 | Emily Mai
BUILD-017226-2022 | Water Heater | REMOVE & REPLACE EXISTING WATER HEATER WITH SEISMIC STRAPS (REQUIRED) AT THE SAME LOCATION IN A SINGLE FAMILY RESIDENCE, SAME FOR SAME. INSPECTION REQUIRED FOR THIS INSTALLATION. * NOT TANKLESS * |  | 6520 BLACK STAR POINT | 44888 | Allstate Service Group Alexander Neiman
BUILD-016167-2022 | Sign | INSTALL A NEW SIGN ON A COMMERCIAL BUILDING. SEE APPROVED PLANS FOR COMPLETE DETAILS. |  | 6885 ALIANTE | 44888 | LV DIVERSITY SIGNS MIGUEL ESCAMILLA LOPEZ
BUILD-017200-2022 | AC Change Out | CHANGE OUT AC UNIT(S) IN A SINGLE FAMILY RESIDENCE, SAME FOR SAME. INSPECTION REQUIRED FOR THIS INSTALLATION. |  | 3813 HAMMER | 44888 | BEST AIr Conditioning Plumbing Repair Daniela Perez
BUILD-017228-2022 | Residential Solar | INSTALL ROOF MOUNTED SOLAR SYSTEM WITH PANELS TO AN EXISTING SINGLE FAMILY RESIDENCE. NUMBER OF PANELS: 26. Kilowatts: 10.27 |  | 6831 MOORLAND | 44888 | Freedom Forever Belinda Simmons
BUILD-017209-2022 | Residential Solar | INSTALL ROOF MOUNTED SOLAR SYSTEM WITH PANELS TO AN EXISTING SINGLE FAMILY RESIDENCE. NUMBER OF PANELS: 23. Kilowatts: 9.2 |  | 2205 PLUMERIA | 44888 | Icon Power Jake Bastian
BUILD-017214-2022 | Residential Solar | INSTALL ROOF MOUNTED SOLAR SYSTEM WITH PANELS TO AN EXISTING SINGLE FAMILY RESIDENCE. NUMBER OF PANELS: 18. Kilowatts: 7.92 |  | 1516 TEASDALE | 44888 | Arcadia Solar NV LLC Brian Nowak
EXT-017197-2022 | Permit Extension | *SEE GRD-019040-2021 FOPR EXTENDED PERMIT* |  |  | 44888 | PRIORITY GRADING, LLC Robert Gonzales
BUILD-017240-2022 | Residential Solar | INSTALL ROOF MOUNTED SOLAR SYSTEM WITH PANELS TO AN EXISTING SINGLE FAMILY RESIDENCE. NUMBER OF PANELS: 43. Kilowatts: 17.415 |  | 2409 ALMA LIDIA | 44888 | SUNRUN BRANDY PALCHETTI
BUILD-017223-2022 | AC Change Out | CHANGE OUT AC UNIT(S) IN A SINGLE FAMILY RESIDENCE, SAME FOR SAME. INSPECTION REQUIRED FOR THIS INSTALLATION. |  | 1707 PINTER | 44888 | VEGAS STRONG HEATING AND COOLING LLC Brooks Carson
BUILD-015300-2022 | Fence Residential | INSTALL/CONSTRUCT A NEW BLOCK/RETAINING WALL IN A SINGLE FAMILY RESIDENCE. SEE APPROVED PLANS FOR COMPLETE DETAILS. |  |  | 44888 | Hirschi Masonry, LLC Jessenia Abrego
BUILD-016549-2022 | Commercial | SHELL- TEMP POWER INSTALL (1) 200 AMP 120/240V TEMPORARY POWER PEDESTAL FOR CONSTRUCTION USE. NOT TO CROSS ANY STREETS, HIGHWAYS OR PUBLIC RIGHT-OF-WAY. SEE APPROVED PLANS FOR COMPLETE DETAILS. CONTACT: RYAN 702-332-1177 abby@extendedpowerinc.com |  | 1020 CRAIG | 44888
BUILD-016690-2022 | Sign | INSTALL A NEW SIGN ON A COMMERCIAL BUILDING. SEE APPROVED PLANS FOR COMPLETE DETAILS. |  | 3880 LAKE MEAD | 44888 | Patrick's Signs permits permits
BUILD-017199-2022 | AC Change Out | CHANGE OUT AC UNIT(S) IN A SINGLE FAMILY RESIDENCE, SAME FOR SAME. INSPECTION REQUIRED FOR THIS INSTALLATION. |  | 4519 HAVOC | 44888 | Goettl Air Conditioning Mina Ibarra
BUILD-017220-2022 | Fire Flow Test | ***THIS IS NOT A PERMIT, FOR FLOW TEST INSPECTION ONLY*** |  | 160 CRAIG | 44888 | 5G Fire LLC Halen Owens
BUILD-017225-2022 | Residential Solar | INSTALL ROOF MOUNTED SOLAR SYSTEM WITH PANELS TO AN EXISTING SINGLE FAMILY RESIDENCE. NUMBER OF PANELS: 28. Kilowatts: 10.36 |  | 3245 SUTTERS FORT | 44888 | RG Electric, Inc Christie Garhardt
EXT-017196-2022 | Permit Extension | *SEE PW70329 FOR EXTENDED PERMIT* |  |  | 44888 | STONESCAPES, LLC Dillon Salgado
BUILD-017210-2022 | Residential Solar | INSTALL ROOF MOUNTED SOLAR SYSTEM WITH PANELS TO AN EXISTING SINGLE FAMILY RESIDENCE. NUMBER OF PANELS: 22. Kilowatts: 8.8 |  | 4621 POSSUM BERRY | 44888 | Titan Solar Power NV Inc. Joselyne Gallegos
BUILD-017202-2022 | Water Heater | REMOVE & REPLACE EXISTING WATER HEATER WITH SEISMIC STRAPS (REQUIRED) AT THE SAME LOCATION IN A SINGLE FAMILY RESIDENCE, SAME FOR SAME. INSPECTION REQUIRED FOR THIS INSTALLATION. * NOT TANKLESS * |  | 4108 ERINBIRD | 44888 | Cassaro Enterprises, Inc Rosanna Cassaro
BUILD-017201-2022 | Gas Tag | GAS TEST & TAG ONLY TO RE-ESTABLISH SERVICE. NO REPAIRS TO BE PERFORMED. |  | 2020 CRAIG | 44888 | Vegas Valley Plumbing Keith Chapman
BUILD-017233-2022 | AC Change Out | CHANGE OUT AC UNIT(S) IN A SINGLE FAMILY RESIDENCE, SAME FOR SAME. INSPECTION REQUIRED FOR THIS INSTALLATION. |  | 628 TERRACE POINT | 44888 | Bobs Repair Frideric Prandecki
BUILD-017227-2022 | Residential Solar | INSTALL ROOF MOUNTED SOLAR SYSTEM WITH PANELS TO AN EXISTING SINGLE FAMILY RESIDENCE. NUMBER OF PANELS: 20. Kilowatts: 7.9 This submittal requires plan review based on information provided. A permit specialist will contact you with further details. |  | 4108 EVORA | 44888 | Freedom Forever Belinda Simmons
BUILD-017236-2022 | Water Heater | REMOVE & REPLACE EXISTING WATER HEATER WITH SEISMIC STRAPS (REQUIRED) AT THE SAME LOCATION IN A SINGLE FAMILY RESIDENCE, SAME FOR SAME. INSPECTION REQUIRED FOR THIS INSTALLATION. * NOT TANKLESS * |  | 4353 DESERT PARK | 44888 | Ideal Services Ronald Madruga
BUILD-017239-2022 | Residential Solar | INSTALL ROOF MOUNTED SOLAR SYSTEM WITH PANELS TO AN EXISTING SINGLE FAMILY RESIDENCE. NUMBER OF PANELS: 18. Kilowatts: 7.2 |  | 2116 FLOWER | 44888 | Titan Solar Power NV Inc. Joselyne Gallegos
BUILD-017237-2022 | Water Heater | REMOVE & REPLACE EXISTING WATER HEATER WITH SEISMIC STRAPS (REQUIRED) AT THE SAME LOCATION IN A SINGLE FAMILY RESIDENCE, SAME FOR SAME. INSPECTION REQUIRED FOR THIS INSTALLATION. * NOT TANKLESS * |  | 4606 ENGLISH LAVENDER | 44888 | Ideal Services Ronald Madruga
BUILD-016565-2022 | Sign | INSTALL A NEW SIGN ON A COMMERCIAL BUILDING. SEE APPROVED PLANS FOR COMPLETE DETAILS. |  | 6247 BEESLEY | 44888 | High Impact Sign and Design Jimmy Nicholson
BUILD-017215-2022 | Residential Solar | INSTALL ROOF MOUNTED SOLAR SYSTEM WITH PANELS TO AN EXISTING SINGLE FAMILY RESIDENCE. NUMBER OF PANELS: 19. Kilowatts: 7.6 |  | 6852 RUSTIC GRASSLAND | 44888 | Arcadia Solar NV LLC Brian Nowak
BUILD-017238-2022 | Residential Solar | INSTALL ROOF MOUNTED SOLAR SYSTEM WITH PANELS TO AN EXISTING SINGLE FAMILY RESIDENCE. NUMBER OF PANELS: 26. Kilowatts: 10.4 |  | 2713 RIVER RANCH | 44888 | Icon Power Jake Bastian
BUILD-017234-2022 | AC Change Out | CHANGE OUT AC UNIT(S) IN A SINGLE FAMILY RESIDENCE, SAME FOR SAME. INSPECTION REQUIRED FOR THIS INSTALLATION. |  | 2212 BAY THRUSH | 44888 | Yes! Air Conditioning and Plumbing Rebecca McKeown
BUILD-016008-2022 | Residential Monitoring | INSTALL NEW MONITORING SYSTEM. SEE LETTER FOR COMPLETE DETAILS. Suite/Unit: [none] |  | 3155 ANN | 44888 | Summit Fire & Security Christopher Samayo
BUILD-017204-2022 | Residential Solar | INSTALL ROOF MOUNTED SOLAR SYSTEM WITH PANELS TO AN EXISTING SINGLE FAMILY RESIDENCE. NUMBER OF PANELS: 15. Kilowatts: 6 |  | 925 BARITONE | 44888 | TELT VENTURES LLC dba 1Solar Lauren Norris
BUILD-017218-2022 | Panel Upgrade | **SEPARATE PERMIT, PLANS AND VALUATION REQUIRED FOR ELECTRICAL WORK PERFORMED ABOVE AND BEYOND A METER PANEL UPGRADE/CHANGE OUT** REMOVE EXISTING METER PANEL AND INSTALL A NEW METER PANEL AT SAME LOCATION, SAME FOR SAME. MUST CALL FOR INSPECTION. UPGRADE FROM 200 AMPERAGE TO 225 AMPERAGE. |  | 1102 RED HOLLOW | 44888 | TELT VENTURES LLC dba 1Solar Lauren Norris
BUILD-017241-2022 | Water Softener | INSTALL A NEW WATER SOFTENER IN A SINGLE FAMILY RESIDENCE. INSPECTION REQUIRED FOR THIS INSTALLATION. |  | 1116 BULL RUN | 44890 | Ameritek Ind Inc Mario Falcon
BUILD-017242-2022 | Plumbing Replacement | REPLACE EXISTING PLUMBING LINE/CONNECTION WITHIN A SINGLE FAMILY RESIDENCE, SAME FOR SAME. INSPECTION REQUIRED. |  | 4208 CAPRI CANYON | 44891 | Downunder Plumbing Robert Edmondson
BUILD-017263-2022 | Plumbing Replacement | REPLACE EXISTING PLUMBING LINE/CONNECTION WITHIN A SINGLE FAMILY RESIDENCE, SAME FOR SAME. INSPECTION REQUIRED. |  | 4931 MIDDLEHAM | 44893 | VEGAS STRONG HEATING AND COOLING LLC Brooks Carson
BUILD-017265-2022 | AC Change Out | CHANGE OUT AC UNIT(S) IN A SINGLE FAMILY RESIDENCE, SAME FOR SAME. INSPECTION REQUIRED FOR THIS INSTALLATION. |  | 422 DUNE RIDGE | 44893 | Zen Aire Air Conditioning and Heating Ryan Mckinney
BUILD-007838-2022 | Residential Monitoring | 11/28/22 permit extended to expire 5/24/23 as a one time courtesy per customer request..jam INSTALL NEW MONITORING SYSTEM. SEE LETTER FOR COMPLETE DETAILS. Suite/Unit: BUILDING 12 |  | 4555 CAMINO AL NORTE | 44893 | On Guard Fire Protection Alyssa Koning
BUILD-017259-2022 | Residential Solar | INSTALL ROOF MOUNTED SOLAR SYSTEM WITH PANELS TO AN EXISTING SINGLE FAMILY RESIDENCE. NUMBER OF PANELS: 20. Kilowatts: 8.1 |  | 4403 CRIMSON TIDE | 44893 | SUNRUN BRANDY PALCHETTI
BUILD-007834-2022 | Residential Monitoring | 11/28/22 permit extended to expire 5/24/23 as a one time courtesy per customer request..jam INSTALL NEW MONITORING SYSTEM. SEE LETTER FOR COMPLETE DETAILS. Suite/Unit: Building 2 |  | 4555 CAMINO AL NORTE | 44893 | On Guard Fire Protection Alyssa Koning
BUILD-017183-2022 | New | What type of pool is being built? Gunite Pool Square Footage: 265 Pool Number of Gallons: 7900 Does this permit include a Spa? Yes Spa Square Footage: 42 Spa Number of Gallons: 1000 Deck Square Footage: 370 Block wall remove/replace: No Block wall removal/replace lineal feet: 0 Existing electrical service amps: 200 Lineal feet of underground electrical: 25' Diameter of conduit: 3/4" Gas line type: poly Heater BTUs: 400k Lineal feet of gas pipe: 30' Diameter of gas pipe: 1-1/2" Mechanical Sub-Contractor: Blue Haven Pools Plumbing Sub-Contractor: JCP Plumbing Electrical Sub-Contractor: Murphy Electric Pools |  | 5609 DISTANT DRUM | 44893 | BLUE HAVEN POOLS
BUILD-017245-2022 | Temporary Power Pole | ***SEPARATE PERMIT, PLANS AND VALUATION REQUIRED FOR ELECTRICAL WORK PERFORMED ABOVE AND BEYOND A TEMPORARY POWER POLE*** INSTALL (1) TEMPORARY POWER POLE FOR CONSTRUCTION USE. NOT TO CROSS ANY STREETS, HIGHWAYS OR PUBLIC RIGHT-OF-WAYS. INSPECTION REQUIRED. |  | 941 HUNTER SHORES | 44893 | Extended Power Inc Ryan Mickle
BUILD-013478-2022 | Fire Protection System | SELF STORAGE ANN & NORTH 5TH BLDG A- FIRE RISER INSTALL A NEW 6" FIRE RISER IN A COMMERCIAL BUILDING. SEE APPROVED PLANS BY PATRICK NOBLE FOR COMPLETE DETAILS. CONTACT JOSH TRYBA 702-817-0931 josh@npcnv.com |  | 345 ANN | 44893 | NATIONAL PIPELINE CONTRACTORS, LLC
BUILD-013482-2022 | Fire Protection System | SELF STORAGE ANN & NORTH 5TH BLDG D- FIRE RISER INSTALL A NEW 6" FIRE RISER IN A COMMERCIAL BUILDING. SEE APPROVED PLANS BY PATRICK NOBLE FOR COMPLETE DETAILS. CONTACT JOSH TRYBA 702-817-0931 josh@npcnv.com |  | 345 ANN | 44893 | NATIONAL PIPELINE CONTRACTORS, LLC
BUILD-017172-2022 | Patio | INSTALL/CONSTRUCT A NEW PATIO COVER ATTACHED TO THE SINGLE FAMILY RESIDENCE. SEE APPROVED PLANS FOR COMPLETE DETAILS. SIZE: 12' x 21'. SQUARE FOOTAGE: 252.0,, # OF FOOTINGS: 2. PATIO TYPE: Solid. EXISTING SLAB: Dirt. |  | 5840 GALWAY BAY | 44893 | GREENCARE DESIGNS LLC
BUILD-017257-2022 | Residential Solar | INSTALL ROOF MOUNTED SOLAR SYSTEM WITH PANELS TO AN EXISTING SINGLE FAMILY RESIDENCE. NUMBER OF PANELS: 30. Kilowatts: 12.15 |  | 4417 SPARTA | 44893 | Legion Solar Power, LLC Jordan Sage
BUILD-016946-2022 | New | What type of pool is being built? Gunite Pool Square Footage: 375 Pool Number of Gallons: 11172 Does this permit include a Spa? Yes Spa Square Footage: 49 Spa Number of Gallons: 950 Deck Square Footage: 290 Block wall remove/replace: Yes Block wall removal/replace lineal feet: 5 Existing electrical service amps: 225 Lineal feet of underground electrical: 47 Diameter of conduit: 1" Gas line type: Poly Heater BTUs: 400K Lineal feet of gas pipe: 34 Diameter of gas pipe: 1.5" Mechanical Sub-Contractor: Anthony & sylvan Pools Plumbing Sub-Contractor: DBR LLC Plumbing Electrical Sub-Contractor: Murphy Electric |  | 3913 RATITE | 44893 | ANTHONY & SYLVAN POOLS CORPORATION
BUILD-017252-2022 | Plumbing Repipe | *NOT TO INCLUDE ANY STRUCTURAL FIXES, INCLUDING CUTTING INTO AND REPAIRING OF SHEAR WALLS* * SEPARATE PERMIT IS REQUIRED FOR ANY STRUCTURAL FIXES* **WORK TO BEGIN AFTER PRESSURE REDUCING VALVE** REMOVAL AND REPLACEMENT OF DAMAGED FITTINGS OR PIPING IN VARIOUS LOCATIONS. REPIPE WITH WIRSBO PIPE MAY INCLUDE REMOVAL AND REPAIR OF INSULATION, DRYWALL, EXTERIOR LATH AND STUCCO ASSOCIATED WITH THE PLUMBING WORK DESCRIBED. INSPECTIONS REQUIRED FOR PIPING AS WELL AS OTHER REPAIR WORK ASSOCIATED WITH THE PLUMBING REPAIR. *DO NOT DRYWALL UNTIL AFTER INSPECTIONS* |  | 26 WARM GLEN | 44893 | Advanced Home Services andrey Petrushkin
BUILD-016001-2022 | Sign | INSTALL A NEW SIGN ON A COMMERCIAL BUILDING. SEE APPROVED PLANS FOR COMPLETE DETAILS. CONTACT: Bobby Pucci / Vison Sign Inc. 702.895.7474 / bobby@visionsigninc.com |  | 12465 APEX GREAT BASIN | 44893 | VISION SIGN, INC.
BUILD-017288-2022 | Fire Flow Test | ***THIS IS NOT A PERMIT, FOR FLOW TEST INSPECTION ONLY*** |  | 1201 CAREY | 44893 | D&R HYDRANT INC DONALD GRIFFIE
BUILD-016380-2022 | Commercial | *LONE MOUNTAIN AND SIMMONS NEC- IRRIGATION PEDESTAL INSTALL (1) NEW 125 AMP IRRIGATION METER PEDESTAL. SEE APPROVED PLANS FOR COMPLETE DETAILS. CONTACT: ENRIQUE ROCHA 702-429-9097 imageelectric7@gmail.com |  |  | 44893 | IMAGE ELECTRIC INC
BUILD-017230-2022 | Patio | INSTALL/CONSTRUCT A NEW PATIO COVER ATTACHED TO THE SINGLE FAMILY RESIDENCE. SEE APPROVED PLANS FOR COMPLETE DETAILS. SIZE: 6' x 30' 3". SQUARE FOOTAGE: 180.0,, # OF FOOTINGS: 3. PATIO TYPE: Solid. EXISTING SLAB: Dirt. |  | 3764 ANDORIAN | 44893 | GREENCARE DESIGNS LLC
BUILD-017291-2022 | Plumbing Replacement | REPLACE EXISTING PLUMBING LINE/CONNECTION WITHIN A SINGLE FAMILY RESIDENCE, SAME FOR SAME. INSPECTION REQUIRED. |  | 7646 FIELDFARE | 44893 | Butler’s Construction and service solutions Kent Butler
BUILD-017248-2022 | Residential Solar | INSTALL ROOF MOUNTED SOLAR SYSTEM WITH PANELS TO AN EXISTING SINGLE FAMILY RESIDENCE. NUMBER OF PANELS: 14. Kilowatts: 5.6 |  | 2915 FERRET FALL | 44893 | TELT VENTURES LLC dba 1Solar Lauren Norris
BUILD-017270-2022 | Water Heater | REMOVE & REPLACE EXISTING WATER HEATER WITH SEISMIC STRAPS (REQUIRED) AT THE SAME LOCATION IN A SINGLE FAMILY RESIDENCE, SAME FOR SAME. INSPECTION REQUIRED FOR THIS INSTALLATION. * NOT TANKLESS * |  | 3808 GARNET HEIGHTS | 44893 | Blue Apple Electric AIr, & Plumbing Jozie Burns
BUILD-017260-2022 | Water Heater | REMOVE & REPLACE EXISTING WATER HEATER WITH SEISMIC STRAPS (REQUIRED) AT THE SAME LOCATION IN A SINGLE FAMILY RESIDENCE, SAME FOR SAME. INSPECTION REQUIRED FOR THIS INSTALLATION. * NOT TANKLESS * |  | 6540 BRUCE | 44893 | Delta Mechanical Delta Mechanical
BUILD-017273-2022 | Fire Flow Test | ***THIS IS NOT A PERMIT, FOR FLOW TEST INSPECTION ONLY*** |  | 7030 SPICY MERLOT | 44893 | D&R HYDRANT INC DONALD GRIFFIE
BUILD-016610-2022 | Fire Protection System | INSTALL FIRE PROTECTION SYSTEM IN A COMMERCIAL BUILDING. SEE APPROVED PLANS FOR COMPLETE DETAILS. |  | 315 CHEYENNE | 44893 | WESTERN STATES FIRE PROTECTION COMPANY
BUILD-017253-2022 | Fence Residential | INSTALL/CONSTRUCT A NEW BLOCK/RETAINING WALL IN A SINGLE FAMILY RESIDENCE. SEE APPROVED PLANS FOR COMPLETE DETAILS. |  | 1304 WIZARD | 44893 | OWNER/BUILDER
BUILD-015171-2022 | Tenant Improvement | POOLCORP SUITE 130- TI COMBINATION PERMIT: INSTALL (4) NEW HVAC EXHAUST FANS AND ASSOCIATED ELECTRICAL FOR NEW FANS IN AN EXISTING COMMERCIAL BUILDING. INCLUDES ELECTRICAL - LEI ELECTRIC, MECHANICAL - KING COOLING AND HEATING. **NO PLUMBING** SEE APPROVED PLANS FOR COMPLETE DETAILS. CONTACT: SHERRY KLINE 702-863-7760 curtis@brandiseconstruction.com |  | 4208 CHEYENNE | 44893 | BRANDISE CONSTRUCTION COMPANY, INC.
BUILD-016191-2022 | Tenant Improvement | LSV CRAIG RETAIL STORE SUITE 4 - ANTENNA INSTALL (2) NEW OMNI ANTENNAS & (1) NEW 5G ANTNNA WITHIN AN EXISTING RETAIL STORE, INSTALL A NEW 19" WALL MOUNTED VERTICAL RACK, INSTALL NEW PLENUM RATED HYBRID CABLE RUNS FROM BASEBAND TO ANTENNAS, INSTALL NEW MC CABLE RUNS TO EXISTING DUPLEX RECEPTACLES, INSTALL LESSEE BASEBAND UNIT (BBU) AND INTERCONNECT ROUNTER (IXRe) MOUNTED IN THE NEW VERTICAL RACK, INSTALL OF LESSEE RADIO AND AC/DC CONVERTER MOUNTED TO ALL WELCO ROOM AND INSTALL (2) 20A 1P BREAKER IN AN EXISTING BREAKER PANEL. SEE APPROVED PLANS FOR COMPLETE DETAILS. CONTACT: KIRTUS VEATER 702-367-7705 kveater@spectrumse.com |  | 1735 CRAIG | 44893 | KING COMMUNICATIONS LLC KING COMMUNICATIONS LLC
BUILD-014212-2022 | Fire Protection System | *SHRED IT- SPRINKLERS INSTALL NEW SPRINKLER SYSTEM IN EXISTING BUILDING. SEE APPROVED PLANS BY PATRICK NOBLE FOR COMPLETE DETAILS. CONTACT: ALYSSA KONING 702-966-8021 EXT 1404 alyssak@onguardfp.com |  | 4524 LAWRENCE | 44893 | ON GUARD FIRE PROTECTION
BUILD-017299-2022 | Residential Solar | INSTALL ROOF MOUNTED SOLAR SYSTEM WITH PANELS TO AN EXISTING SINGLE FAMILY RESIDENCE. NUMBER OF PANELS: 21. Kilowatts: 8.4 |  | 1504 ANDREW DAVID | 44893 | Titan Solar Power NV Inc. Joselyne Gallegos
BUILD-017279-2022 | Residential Solar | INSTALL ROOF MOUNTED SOLAR SYSTEM WITH PANELS TO AN EXISTING SINGLE FAMILY RESIDENCE. NUMBER OF PANELS: 45. Kilowatts: 17.55 |  | 2124 PORT ANTONIO | 44893 | Icon Power Jake Bastian
BUILD-017256-2022 | Water Heater | REMOVE & REPLACE EXISTING WATER HEATER WITH SEISMIC STRAPS (REQUIRED) AT THE SAME LOCATION IN A SINGLE FAMILY RESIDENCE, SAME FOR SAME. INSPECTION REQUIRED FOR THIS INSTALLATION. * NOT TANKLESS * |  | 2225 MOUNTAIN RAIL | 44893 | Yes! Air Conditioning and Plumbing Rebecca McKeown
BUILD-017287-2022 | Water Heater | REMOVE & REPLACE EXISTING WATER HEATER WITH SEISMIC STRAPS (REQUIRED) AT THE SAME LOCATION IN A SINGLE FAMILY RESIDENCE, SAME FOR SAME. INSPECTION REQUIRED FOR THIS INSTALLATION. * NOT TANKLESS * |  | 6202 BENCHMARK | 44893 | Pure Plumbing LLC Alexis Aranda
BUILD-017247-2022 | Residential Solar | INSTALL ROOF MOUNTED SOLAR SYSTEM WITH PANELS TO AN EXISTING SINGLE FAMILY RESIDENCE. NUMBER OF PANELS: 23. Kilowatts: 8.51 |  | 6052 DRAFT HORSE | 44893 | TELT VENTURES LLC dba 1Solar Lauren Norris
BUILD-016274-2022 | Tenant Improvement | SELFCERT ALS GEOCHEMISTRY SUITE 100-110 - TI COMBINATION PERMIT: 16,325 SF INTERIOR TENANT IMPROVEMENT IN EXISTING SUITES 100/110 FOR OFFICES. INCLUDES ELECTRICAL - FOXTROT ELECTRIC, MECHANICAL - CONSOLIDATED MECHANICAL LLC, AND PLUMBING - EXCEL PLUMBING. INSTALLING 6 NEW PLUMBING FIXTURES (1 KITCHEN SINK, 2 LABORATORIES, 1 SERVICE/MOP SINK, 2 WATER CLOSETS) @ "OFFICE" RATE. SEE JOBSITE COPY OF APPROVED SELFCERTIFIED PLANS FOR COMPLETE DETAILS. CONTACT: JOSH CHESNIK 702-371-3060 joshchesnik@gmail.com |  | 5551 NORTH BELT | 44893 | kalb industries of nevada nick gaston
BUILD-017276-2022 | AC Change Out | CHANGE OUT AC UNIT(S) IN A SINGLE FAMILY RESIDENCE, SAME FOR SAME. INSPECTION REQUIRED FOR THIS INSTALLATION. |  | 5650 FARPOINT | 44893 | Climate Control Experts Joetta Osgood
BUILD-017246-2022 | Residential Solar | INSTALL ROOF MOUNTED SOLAR SYSTEM WITH PANELS TO AN EXISTING SINGLE FAMILY RESIDENCE. NUMBER OF PANELS: 24. Kilowatts: 9.24 |  | 923 HUNTERS RIDGE | 44893 | Robco Electric Inc. Noah Kansky
BUILD-017290-2022 | Plumbing Replacement | REPLACE EXISTING PLUMBING LINE/CONNECTION WITHIN A SINGLE FAMILY RESIDENCE, SAME FOR SAME. INSPECTION REQUIRED. |  | 4724 CALMING GARDEN | 44893 | Butler’s Construction and service solutions Kent Butler
BUILD-015110-2022 | Patio | INSTALL/CONSTRUCT A NEW PATIO COVER ATTACHED TO THE SINGLE FAMILY RESIDENCE. SEE APPROVED PLANS FOR COMPLETE DETAILS. SIZE: 12' x 25' x 9'. SQUARE FOOTAGE: 300.0,, # OF FOOTINGS: 0. PATIO TYPE: Solid. EXISTING SLAB: Existing Concrete Slab. |  | 6713 COURTNEY MICHELLE | 44893 | PATIO COVERS 4 LESS LLC
BUILD-016383-2022 | Commercial | *LONE MOUNTAIN AND SIMMONS NEC- PEDESTAL INSTALL (1) NEW STREETLIGHT PEDESTAL NEAR BLUSH STAR ST AROUNDABOUT AND FIERCE STAR ST. SEE APPROVED PLANS FOR COMPLETE DETAILS. CONTACT: ENRIQUE ROCHA 702-429-9097 imageelectric7@gmail.com |  | 2659 FIERCE STAR | 44893 | IMAGE ELECTRIC INC
BUILD-006348-2022 | New | 11/28/22 permit extended to expire 05/29/23 per customer request..jam What type of pool is being built? Gunite Pool Square Footage: 378 Pool Number of Gallons: 11165 Does this permit include a Spa? No Spa Square Footage: 0 Spa Number of Gallons: 0 Deck Square Footage: 370 Block wall remove/replace: No Block wall removal/replace lineal feet: 0 Existing electrical service amps: 200 Lineal feet of underground electrical: 80 Diameter of conduit: 1" Gas line type: P.E Heater BTUs: PENTAIR 300BTU Lineal feet of gas pipe: 62L.F. Diameter of gas pipe: 1 1/2"0PIPE Mechanical Sub-Contractor: [none] Plumbing Sub-Contractor: [none] Electrical Sub-Contractor: [none] |  | 2220 CAMBRIDGE ELMS | 44893
BUILD-007836-2022 | Residential Monitoring | 11/28/22 permit extended to expire 5/24/23 as a one time courtesy per customer request..jam INSTALL NEW MONITORING SYSTEM. SEE LETTER FOR COMPLETE DETAILS. Suite/Unit: BUILDING 9 |  | 4555 CAMINO AL NORTE | 44893 | On Guard Fire Protection Alyssa Koning
BUILD-017274-2022 | AC Change Out | CHANGE OUT AC UNIT(S) IN A SINGLE FAMILY RESIDENCE, SAME FOR SAME. INSPECTION REQUIRED FOR THIS INSTALLATION. |  | 3937 DAYDREAM BEND | 44893 | Climate Control Experts Joetta Osgood
BUILD-017254-2022 | Water Heater | REMOVE & REPLACE EXISTING WATER HEATER WITH SEISMIC STRAPS (REQUIRED) AT THE SAME LOCATION IN A SINGLE FAMILY RESIDENCE, SAME FOR SAME. INSPECTION REQUIRED FOR THIS INSTALLATION. * NOT TANKLESS * |  | 3808 ROBIN KNOT | 44893 | Yes! Air Conditioning and Plumbing Rebecca McKeown
BUILD-017293-2022 | Fire Flow Test | ***THIS IS NOT A PERMIT, FOR FLOW TEST INSPECTION ONLY*** |  | 4635 ANDREWS | 44893 | D&R HYDRANT INC DONALD GRIFFIE
BUILD-017266-2022 | Panel Upgrade | **SEPARATE PERMIT, PLANS AND VALUATION REQUIRED FOR ELECTRICAL WORK PERFORMED ABOVE AND BEYOND A METER PANEL UPGRADE/CHANGE OUT** REMOVE EXISTING METER PANEL AND INSTALL A NEW METER PANEL AT SAME LOCATION, SAME FOR SAME. MUST CALL FOR INSPECTION. UPGRADE FROM 200 AMPERAGE TO 200 AMPERAGE. |  | 3219 BARTLETT | 44893 | All Power & Electric LLC Jeremy Fray
BUILD-016625-2022 | New | SELFCERT APEX NORTH VEGAS LOGISTICS CENTER BLDG 1- NEW **DEFERRED SUBMITTALS: PREFAB TRUSSES AND ARCHITECTURAL SITE PLAN** **SEPARATE PERMIT, PLANS AND VALUATION FOR SITE WALLS/RETAINING WALLS, GATES, TRASH ENCLOSURES, FIRE SPRINKLERS AND MISC SITE STRUCTURES** COMBINATION PERMIT: CONSTRUCT A NEW 1,043,620 SF COMMERCIAL BUILDING. . QAA REQUIRED ON ITEMS: C, G, M, S, V, Xb, Xe, Xf, Y & Z BY GEOTECHNICAL AND ENVIRONMENTAL SERVICES AND QAA REQUIRED ON ITEMS: Xi BY CONTROL POWER CONCEPTS. INCLUDES ELECTRICAL - MOJAVE ELECTRIC, MECHANICAL - REVERE MECHANICAL , AND PLUMBING - GHALLAGHER PLUMBING. **NO PLUMBING FIXTURES**. SEE JOBSITE COPY OF SELFCERTIFIED PLANS FOR COMPLETE DETAILS. CONTACT: JACK LAC 626-524-5519 jlac@northpointkc.com |  |  | 44893 | CLAYCO, INC.
BUILD-016381-2022 | Commercial | *LONE MOUNTAIN AND SIMMONS NEC- PEDESTAL INSTALL (1) NEW STREETLIGHT PEDESTAL SIMMONS ST AND HOT CIDER AVE. SEE APPROVED PLANS FOR COMPLETE DETAILS. CONTACT: ENRIQUE ROCHA 702-429-9097 imageelectric7@gmail.com |  | 4926 SIMMONS | 44893 | IMAGE ELECTRIC INC
BUILD-017268-2022 | AC Change Out | CHANGE OUT AC UNIT(S) IN A SINGLE FAMILY RESIDENCE, SAME FOR SAME. INSPECTION REQUIRED FOR THIS INSTALLATION. |  | 3415 GLENDALE | 44893 | SAHARA AIR CONDITIONING & HEATING, INC. Blake Ballard
BUILD-017300-2022 | Residential Solar | INSTALL ROOF MOUNTED SOLAR SYSTEM WITH PANELS TO AN EXISTING SINGLE FAMILY RESIDENCE. NUMBER OF PANELS: 11. Kilowatts: 4.4 |  | 3622 COLEMAN | 44893 | Titan Solar Power NV Inc. Joselyne Gallegos
BUILD-016564-2022 | Fire Alarm | INSTALL FIRE ALARM/ MONITORING SYSTEM IN A COMMERCIAL BUILDING. SEE APPROVED PLANS FOR COMPLETE DETAILS. |  | 2815 LAKE MEAD | 44893 | AMERICAN FIRE & ELECTRIC
BUILD-017267-2022 | Water Heater | REMOVE & REPLACE EXISTING WATER HEATER WITH SEISMIC STRAPS (REQUIRED) AT THE SAME LOCATION IN A SINGLE FAMILY RESIDENCE, SAME FOR SAME. INSPECTION REQUIRED FOR THIS INSTALLATION. * NOT TANKLESS * |  | 7417 GRASSQUIT | 44893 | LAS VEGAS PEACH, LLC EVELYN GONZALEZ
BUILD-017261-2022 | Water Heater | REMOVE & REPLACE EXISTING WATER HEATER WITH SEISMIC STRAPS (REQUIRED) AT THE SAME LOCATION IN A SINGLE FAMILY RESIDENCE, SAME FOR SAME. INSPECTION REQUIRED FOR THIS INSTALLATION. * NOT TANKLESS * |  | 1330 BIG TREE | 44893 | Delta Mechanical Delta Mechanical
BUILD-017283-2022 | Temporary Power Pole | ***SEPARATE PERMIT, PLANS AND VALUATION REQUIRED FOR ELECTRICAL WORK PERFORMED ABOVE AND BEYOND A TEMPORARY POWER POLE*** INSTALL (1) TEMPORARY POWER POLE FOR CONSTRUCTION USE. NOT TO CROSS ANY STREETS, HIGHWAYS OR PUBLIC RIGHT-OF-WAYS. INSPECTION REQUIRED. |  | 4380 ANN | 44893 | Power plus Joyce Viorato
BUILD-017275-2022 | Residential Solar | INSTALL ROOF MOUNTED SOLAR SYSTEM WITH PANELS TO AN EXISTING SINGLE FAMILY RESIDENCE. NUMBER OF PANELS: 28. Kilowatts: 11.2 |  | 1058 STRIGOSE | 44893 | Kayo LLC Randi Nelson
BUILD-017272-2022 | AC Change Out | CHANGE OUT AC UNIT(S) IN A SINGLE FAMILY RESIDENCE, SAME FOR SAME. INSPECTION REQUIRED FOR THIS INSTALLATION. |  | 5832 RADIANCE PARK | 44893 | Climate Control Experts Joetta Osgood
BUILD-012736-2022 | Addition | UTZ SUITE 107- STORAGE RACKS INSTALLATION OF WAREHOUSE HIGH PILE STORAGE RACKS. QAA REQUIRED ON ITEM#: Xb BY ANGLE ENGINEERING. SEE APPROVED PLANS FOR COMPLETE DETAILS. CONTACT BIRA SIQUEIRA 562-561-0075 bira.siqueira@raymondwest.com |  | 3200 GOWAN | 44893 | RAYMOND HANDLING CONCEPTS CORPORATION-NEVADA
BUILD-017297-2022 | Residential Solar | INSTALL ROOF MOUNTED SOLAR SYSTEM WITH PANELS TO AN EXISTING SINGLE FAMILY RESIDENCE. NUMBER OF PANELS: [none]. Kilowatts: 4.8 |  | 4904 COLOSSAL STAR | 44894 | Elevation Solar Jerry Coleman
BUILD-017350-2022 | New | What type of pool is being built? Gunite Pool Square Footage: 336 Pool Number of Gallons: 11310 Does this permit include a Spa? No Spa Square Footage: 0 Spa Number of Gallons: 0 Deck Square Footage: 150 Block wall remove/replace: No Block wall removal/replace lineal feet: [none] Existing electrical service amps: 250 Lineal feet of underground electrical: 80 Diameter of conduit: 3/4 Gas line type: N/A Heater BTUs: 0 Lineal feet of gas pipe: 0 Diameter of gas pipe: 0 Mechanical Sub-Contractor: [none] Plumbing Sub-Contractor: [none] Electrical Sub-Contractor: [none] |  | 1719 CHESSBOARD | 44894 | OWNER/BUILDER
BUILD-017282-2022 | New | What type of pool is being built? Gunite Pool Square Footage: 528 Pool Number of Gallons: 15724 Does this permit include a Spa? Yes Spa Square Footage: 38 Spa Number of Gallons: 553 Deck Square Footage: 2262 Block wall remove/replace: No Block wall removal/replace lineal feet: 0 Existing electrical service amps: 200 Lineal feet of underground electrical: 89' Diameter of conduit: 3/4'' Gas line type: PE Heater BTUs: 400,000 Lineal feet of gas pipe: 92' Diameter of gas pipe: 1.5'' Mechanical Sub-Contractor: Greencare Designs Plumbing Sub-Contractor: Frontier Plumbing Electrical Sub-Contractor: Penny Electric |  | 6532 AMANDA MICHELLE | 44894 | GREENCARE DESIGNS LLC
BUILD-017355-2022 | Residential Solar | INSTALL ROOF MOUNTED SOLAR SYSTEM WITH PANELS TO AN EXISTING SINGLE FAMILY RESIDENCE. NUMBER OF PANELS: 22. Kilowatts: 8.8 |  | 5628 TIDEVIEW | 44894 | Tempo Electric Laszlo Kiraly
BUILD-017336-2022 | Residential Solar | INSTALL ROOF MOUNTED SOLAR SYSTEM WITH PANELS TO AN EXISTING SINGLE FAMILY RESIDENCE. NUMBER OF PANELS: 47. Kilowatts: 17.16 This submittal requires plan review based on information provided. A permit specialist will contact you with further details. |  | 6517 COOL MOUNTAIN | 44894 | Alpha & Omega Energy Services LLC Sergio Rodriguez-Perez
EXT-017307-2022 | Permit Extension | *SEE OCP-012953-2022 FOR EXTENDED PERMIT* |  |  | 44894 | RELIANT CONSTRUCTION Rob Boit
BUILD-017285-2022 | Residential Solar | INSTALL ROOF MOUNTED SOLAR SYSTEM WITH PANELS TO AN EXISTING SINGLE FAMILY RESIDENCE. NUMBER OF PANELS: [none]. Kilowatts: 4.8 |  | 4841 COLOSSAL STAR | 44894 | Elevation Solar Jerry Coleman
BUILD-017312-2022 | AC Change Out | CHANGE OUT AC UNIT(S) IN A SINGLE FAMILY RESIDENCE, SAME FOR SAME. INSPECTION REQUIRED FOR THIS INSTALLATION. |  | 2129 NIGHT PARROT | 44894 | Air Done Right Inc. MARK RAWLINS
BUILD-016744-2022 | Fire Alarm | INSTALL FIRE ALARM/ MONITORING SYSTEM IN A COMMERCIAL BUILDING. SEE APPROVED PLANS FOR COMPLETE DETAILS. |  | 6325 BEESLEY | 44894 | NEXTGEN MONITORING
BUILD-017323-2022 | Water Heater | REMOVE & REPLACE EXISTING WATER HEATER WITH SEISMIC STRAPS (REQUIRED) AT THE SAME LOCATION IN A SINGLE FAMILY RESIDENCE, SAME FOR SAME. INSPECTION REQUIRED FOR THIS INSTALLATION. * NOT TANKLESS * |  | 4623 CANTINA REY | 44894 | Yes! Air Conditioning and Plumbing Rebecca McKeown
BUILD-016679-2022 | Tenant Improvement | *SLOAN DISTRIBUTION CENTER- TI COMBINATION PERMIT: 171,083 SF INTERIOR TENANT IMPROVEMENT IN EXISTING SUITE FOR OFFICES AND WAREHOUSE. INCLUDES ELECTRICAL - ABLE INC, MECHANICAL -NO SWEAT MECHANICAL AND PLUMBING - U.S. PLUMBING, INC. INSTALLING 14 NEW PLUMBING FIXTURES (1 FLOOR SINK, 1 HOSE BIBB, 1 KITCHEN SINK, 5 LAVATORIES, 1 SERVICE MOP SINK AND 5 WATER CLOSETS ) @ "OFFICE WAREHOUSE" RATE. SEE APPROVED PLANS FOR COMPLETE DETAILS. CONTACT: PAULA WOOLMAN 702-258-6000 pwoolman@ndlgroupinc.com |  | 5450 SLOAN | 44894 | NDL Group, Inc. Chris Scheneman
BUILD-017317-2022 | Residential Solar | INSTALL ROOF MOUNTED SOLAR SYSTEM WITH PANELS TO AN EXISTING SINGLE FAMILY RESIDENCE. NUMBER OF PANELS: 30. Kilowatts: 11.7 |  | 3530 COX | 44894 | Sun Source Energy Sean Crotty
BUILD-017321-2022 | Water Heater | REMOVE & REPLACE EXISTING WATER HEATER WITH SEISMIC STRAPS (REQUIRED) AT THE SAME LOCATION IN A SINGLE FAMILY RESIDENCE, SAME FOR SAME. INSPECTION REQUIRED FOR THIS INSTALLATION. * NOT TANKLESS * |  | 5132 FIRST SUN | 44894 | Hawthorne Plumbing, Heating, and Cooling Leah Grijalva
BUILD-017335-2022 | AC Change Out | CHANGE OUT AC UNIT(S) IN A SINGLE FAMILY RESIDENCE, SAME FOR SAME. INSPECTION REQUIRED FOR THIS INSTALLATION. |  | 6552 CAPE PETREL | 44894 | Ice Heating and Cooling Amilton Da Silva
BUILD-016748-2022 | Fire Alarm | INSTALL FIRE ALARM/ MONITORING SYSTEM IN A COMMERCIAL BUILDING. SEE APPROVED PLANS FOR COMPLETE DETAILS. |  | 6275 BEESLEY | 44894 | SHAMBAUGH & SONS
BUILD-017310-2022 | Residential Solar | INSTALL ROOF MOUNTED SOLAR SYSTEM WITH PANELS TO AN EXISTING SINGLE FAMILY RESIDENCE. NUMBER OF PANELS: 24. Kilowatts: 9.6 |  | 724 HEARTLAND POINT | 44894 | Titan Solar Power NV Inc. Joselyne Gallegos
BUILD-017342-2022 | Residential Solar | INSTALL ROOF MOUNTED SOLAR SYSTEM WITH PANELS TO AN EXISTING SINGLE FAMILY RESIDENCE. NUMBER OF PANELS: 26. Kilowatts: 8.58 |  | 3343 TARA LEIGH | 44894 | Straightline Solar Group LLC Roland Gray
BUILD-017295-2022 | Residential Solar | INSTALL ROOF MOUNTED SOLAR SYSTEM WITH PANELS TO AN EXISTING SINGLE FAMILY RESIDENCE. NUMBER OF PANELS: [none]. Kilowatts: 4.8 |  | 4908 COLOSSAL STAR | 44894 | Elevation Solar Jerry Coleman
BUILD-017332-2022 | Case | NVenergy EOT Licensed Electrical Contractor required |  | 3300 TONOPAH | 44894
BUILD-017162-2022 | Tracts | Subdivision Name: Valley Vista 5.1 (Granbury) STP Number: 18-70005 Lot Number: 45 Plan Type: 2283 Elevation: A Number of Stories: 2 Living SF: 2283 Garage SF: 493 Porch SF: 32 Patio SF: 0 Balcony SF: [none] Fireplace: None Additional Options: [none] Model Permit #: 4906-2020 Electrical Sub-Contractor: Focus Mechanical Sub-Contractor: Sunrise Plumbing Sub-Contractor: Canyon |  | 7066 SAYONARA VISTA | 44894 | Lennar Homes Jolene Thompson
BUILD-017352-2022 | Residential Solar | INSTALL ROOF MOUNTED SOLAR SYSTEM WITH PANELS TO AN EXISTING SINGLE FAMILY RESIDENCE. NUMBER OF PANELS: 6. Kilowatts: 2.4 |  | 2713 BAHAMA POINT | 44894 | Freedom Forever Belinda Simmons
BUILD-017286-2022 | Residential Solar | INSTALL ROOF MOUNTED SOLAR SYSTEM WITH PANELS TO AN EXISTING SINGLE FAMILY RESIDENCE. NUMBER OF PANELS: [none]. Kilowatts: 4.8 |  | 4833 COLOSSAL STAR | 44894 | Elevation Solar Jerry Coleman
BUILD-017284-2022 | Residential Solar | INSTALL ROOF MOUNTED SOLAR SYSTEM WITH PANELS TO AN EXISTING SINGLE FAMILY RESIDENCE. NUMBER OF PANELS: [none]. Kilowatts: 4.8 |  | 4837 COLOSSAL STAR | 44894 | Elevation Solar Jerry Coleman
BUILD-016634-2022 | Fire Protection System | INSTALL FIRE PROTECTION SYSTEM IN A COMMERCIAL BUILDING. SEE APPROVED PLANS FOR COMPLETE DETAILS. |  | 70 CENTENNIAL | 44894 | COUNTYWIDE FIRE SERVICES, INC.
BUILD-016949-2022 | Patio | INSTALL/CONSTRUCT A NEW PATIO COVER ATTACHED TO THE SINGLE FAMILY RESIDENCE. SEE APPROVED PLANS FOR COMPLETE DETAILS. SIZE: 12x35. SQUARE FOOTAGE: 420.0,, # OF FOOTINGS: 0. PATIO TYPE: Solid. EXISTING SLAB: Existing Concrete Slab. |  | 4606 SUMMER AZURE | 44894 | KODA PATIOS
BUILD-017351-2022 | Fence Residential | INSTALL/CONSTRUCT A NEW BLOCK/RETAINING WALL IN A SINGLE FAMILY RESIDENCE. SEE APPROVED PLANS FOR COMPLETE DETAILS. CONTACT: RENTERIA-LIRA PEDRO 702-601-6334 |  | 516 LILLIS | 44894 | OWNER/BUILDER
BUILD-016506-2022 | Fire Alarm | INSTALL FIRE ALARM/ MONITORING SYSTEM IN A COMMERCIAL BUILDING. SEE APPROVED PLANS FOR COMPLETE DETAILS. |  | 1845 CRAIG | 44894 | CO2 MONITORING LLC
BUILD-017151-2022 | Tracts | Subdivision Name: Valley Vista 5.1 (Granbury) STP Number: 18-70003 Lot Number: 216 Plan Type: 2960 Elevation: B Number of Stories: 2 Living SF: 2960 Garage SF: 471 Porch SF: 161 Patio SF: 96 Balcony SF: [none] Fireplace: None Additional Options: [none] Model Permit #: 4906-2020 Electrical Sub-Contractor: Focus Mechanical Sub-Contractor: Sunrise Plumbing Sub-Contractor: Canyon |  | 4432 CONTOUR BEND | 44894 | Lennar Homes Jolene Thompson
BUILD-017194-2022 | New | What type of pool is being built? Gunite Pool Square Footage: 548 Pool Number of Gallons: 13300 Does this permit include a Spa? Yes Spa Square Footage: 49 Spa Number of Gallons: 700 Deck Square Footage: 351 Block wall remove/replace: Yes Block wall removal/replace lineal feet: 1.5 Existing electrical service amps: 200 Lineal feet of underground electrical: 125 Diameter of conduit: 1" Gas line type: P.E. Heater BTUs: 400,000 Lineal feet of gas pipe: 125 Diameter of gas pipe: 1.5" Mechanical Sub-Contractor: Steve Breck Pools Plumbing Sub-Contractor: JG Plumbing Electrical Sub-Contractor: Murphy Electric |  | 3616 SAPPHIRE SEA | 44894 | STEVE BRECK POOLS, LLC
BUILD-017155-2022 | Tracts | Subdivision Name: Valley Vista 5.1 (Granbury) STP Number: 18-70002 Lot Number: 218 Plan Type: 3079 Elevation: B Number of Stories: 2 Living SF: 3079 Garage SF: 509 Porch SF: 58 Patio SF: 273 Balcony SF: [none] Fireplace: None Additional Options: [none] Model Permit #: 4906-2020 Electrical Sub-Contractor: Focus Mechanical Sub-Contractor: Sunrise Plumbing Sub-Contractor: Canyon |  | 4424 CONTOUR BEND | 44894 | Lennar Homes Jolene Thompson
BUILD-017154-2022 | Tracts | Subdivision Name: Valley Vista 5.1 (Granbury) STP Number: 18-70005 Lot Number: 232 Plan Type: 2283 Elevation: B Number of Stories: 2 Living SF: 2283 Garage SF: 493 Porch SF: 32 Patio SF: 0 Balcony SF: [none] Fireplace: None Additional Options: [none] Model Permit #: 4906-2020 Electrical Sub-Contractor: Focus Mechanical Sub-Contractor: Sunrise Plumbing Sub-Contractor: Canyon |  | 7059 SAYONARA VISTA | 44894 | Lennar Homes Jolene Thompson
BUILD-016081-2022 | Fire Protection System | INSTALL FIRE PROTECTION SYSTEM IN A COMMERCIAL BUILDING. SEE APPROVED PLANS FOR COMPLETE DETAILS. |  | 3940 MARTIN L KING | 44894 | WESTERN STATES FIRE PROTECTION COMPANY
BUILD-016051-2022 | Tenant Improvement | SELF-CERT PENSKE- TI **SEWER DISCHARGES TO CCWRD** COMBINATION PERMIT: INTERIOR TENANT IMPROVEMENT IN EXISTING 248,391 SF SUITE FOR OFFICE SPACE. INCLUDES ELECTRICAL - MURPHY, MECHANICAL - A-1 MECHANICAL, AND PLUMBING - ACC PLUMBING CO., LLC. QAA ITEMS REQUIRED: S, Xb AND Xc BY UNIVERSAL ENGINEERING. VERIFIED 5 EXISTING FIXTURES (2 LAVATORIES, 1 SINK, AND 2 WATER CLOSETS) THAT WERE PREVIOUSLY PAID FOR UNDER PERMIT 000669-2022 @ "OFFICE/WAREHOUSE" RATE. INSTALLING 10 NEW PLUMBING FIXTURES (1 SERVICE MOP SINK, 4 LAVATORIES, 1 EYE WASH SINK AND 4 WATER CLOSETS) @ "OFFICE/WAREHOUSE" RATE. SEE APPROVED PLANS BY EDGAR SURLA AND SUMMER ROYBAL FOR FOR COMPLETE DETAILS. CONTACT CHRIS TEACHMAN 702-270-6600 cteachman@leesaklv.com |  | 6325 BEESLEY | 44894 | Fulcrum Construction Inc. Zachary Landon
BUILD-016955-2022 | New | What type of pool is being built? Gunite Pool Square Footage: 364 Pool Number of Gallons: 9344 Does this permit include a Spa? No Spa Square Footage: 0 Spa Number of Gallons: 0 Deck Square Footage: [none] Block wall remove/replace: No Block wall removal/replace lineal feet: 0 Existing electrical service amps: 200 Lineal feet of underground electrical: 140 Diameter of conduit: 1'' Gas line type: [none] Heater BTUs: [none] Lineal feet of gas pipe: [none] Diameter of gas pipe: [none] Mechanical Sub-Contractor: [none] Plumbing Sub-Contractor: [none] Electrical Sub-Contractor: [none] |  | 3120 PEACEFUL PALM | 44894 | R&L INDUSTRIES, LLC
BUILD-017316-2022 | AC Change Out | CHANGE OUT AC UNIT(S) IN A SINGLE FAMILY RESIDENCE, SAME FOR SAME. INSPECTION REQUIRED FOR THIS INSTALLATION. |  | 8319 CHINA FALLS | 44894 | ONE HOUR AIR JAYSON PESTANAS
BUILD-017326-2022 | AC Change Out | CHANGE OUT AC UNIT(S) IN A SINGLE FAMILY RESIDENCE, SAME FOR SAME. INSPECTION REQUIRED FOR THIS INSTALLATION. |  | 6712 SAND SWALLOW | 44894 | Yes! Air Conditioning and Plumbing Rebecca McKeown
BUILD-015867-2022 | Fire Alarm | INSTALL FIRE ALARM/ MONITORING SYSTEM IN A COMMERCIAL BUILDING. SEE APPROVED PLANS FOR COMPLETE DETAILS. |  | 4335 MORGAN MANOR | 44894 | ACE FIRE
BUILD-017311-2022 | Residential Solar | INSTALL ROOF MOUNTED SOLAR SYSTEM WITH PANELS TO AN EXISTING SINGLE FAMILY RESIDENCE. NUMBER OF PANELS: 32. Kilowatts: 11.84 |  | 8131 COWBOY SPRINGS | 44894 | Solid State Electric LLC Kevin Gunderson
BUILD-017324-2022 | Plumbing Replacement | REPLACE EXISTING PLUMBING LINE/CONNECTION WITHIN A SINGLE FAMILY RESIDENCE, SAME FOR SAME. INSPECTION REQUIRED. |  | 3108 OWENS | 44894 | silverstate plumbing amber morris
BUILD-017163-2022 | Tracts | Subdivision Name: Valley Vista 5.1 (Granbury) STP Number: 18-70005 Lot Number: 46 Plan Type: 2283 Elevation: B Number of Stories: 2 Living SF: 2283 Garage SF: 493 Porch SF: 32 Patio SF: 0 Balcony SF: [none] Fireplace: None Additional Options: [none] Model Permit #: 4906-2020 Electrical Sub-Contractor: Focus Mechanical Sub-Contractor: Sunrise Plumbing Sub-Contractor: Canyon |  | 7070 SAYONARA VISTA | 44894 | Lennar Homes Jolene Thompson
BUILD-017280-2022 | Residential Solar | INSTALL ROOF MOUNTED SOLAR SYSTEM WITH PANELS TO AN EXISTING SINGLE FAMILY RESIDENCE. NUMBER OF PANELS: [none]. Kilowatts: 4.8 |  | 4845 COLOSSAL STAR | 44894 | Elevation Solar Jerry Coleman
BUILD-017319-2022 | AC Change Out | CHANGE OUT AC UNIT(S) IN A SINGLE FAMILY RESIDENCE, SAME FOR SAME. INSPECTION REQUIRED FOR THIS INSTALLATION. |  | 4112 STOCKMAN | 44894 | Yes! Air Conditioning and Plumbing Rebecca McKeown
BUILD-017325-2022 | Residential Solar | INSTALL ROOF MOUNTED SOLAR SYSTEM WITH PANELS TO AN EXISTING SINGLE FAMILY RESIDENCE. NUMBER OF PANELS: [none]. Kilowatts: 14 This submittal requires plan review based on information provided. A permit specialist will contact you with further details. |  | 1010 CRYSTAL GROTTO | 44894 | Elevation Solar Jerry Coleman
BUILD-017345-2022 | Residential Solar | INSTALL ROOF MOUNTED SOLAR SYSTEM WITH PANELS TO AN EXISTING SINGLE FAMILY RESIDENCE. NUMBER OF PANELS: 14. Kilowatts: 5.67 |  | 122 SUGARBUSH | 44894 | SUNRUN BRANDY PALCHETTI
BUILD-017289-2022 | Residential Solar | INSTALL ROOF MOUNTED SOLAR SYSTEM WITH PANELS TO AN EXISTING SINGLE FAMILY RESIDENCE. NUMBER OF PANELS: [none]. Kilowatts: 4.8 |  | 4912 COLOSSAL STAR | 44894 | Elevation Solar Jerry Coleman
BUILD-017315-2022 | Water Heater | REMOVE & REPLACE EXISTING WATER HEATER WITH SEISMIC STRAPS (REQUIRED) AT THE SAME LOCATION IN A SINGLE FAMILY RESIDENCE, SAME FOR SAME. INSPECTION REQUIRED FOR THIS INSTALLATION. * NOT TANKLESS * |  | 3714 LILLY STAR | 44894 | Precision Plumbing Tom Gaede
BUILD-017328-2022 | AC Change Out | CHANGE OUT AC UNIT(S) IN A SINGLE FAMILY RESIDENCE, SAME FOR SAME. INSPECTION REQUIRED FOR THIS INSTALLATION. |  | 8043 MEADOW FALLS | 44894 | LV Precision Air Nina Hangach
BUILD-017160-2022 | Tracts | Subdivision Name: Valley Vista 5.1 (Granbury) STP Number: 18-70007 Lot Number: 44 Plan Type: 2517 Elevation: C Number of Stories: 2 Living SF: 2517 Garage SF: 462 Porch SF: 185 Patio SF: 100 Balcony SF: [none] Fireplace: None Additional Options: [none] Model Permit #: 4906-2020 Electrical Sub-Contractor: Focus Mechanical Sub-Contractor: Sunrise Plumbing Sub-Contractor: Canyon |  | 7062 SAYONARA VISTA | 44894 | Lennar Homes Jolene Thompson
BUILD-016747-2022 | Fire Alarm | INSTALL FIRE ALARM/ MONITORING SYSTEM IN A COMMERCIAL BUILDING. SEE APPROVED PLANS FOR COMPLETE DETAILS. |  | 6185 BEESLEY | 44894 | NEXTGEN MONITORING
BUILD-017156-2022 | Tracts | Subdivision Name: Valley Vista 5.1 (Granbury) STP Number: 18-70003 Lot Number: 219 Plan Type: 2960 Elevation: A Number of Stories: 2 Living SF: 2960 Garage SF: 471 Porch SF: 161 Patio SF: 96 Balcony SF: [none] Fireplace: None Additional Options: [none] Model Permit #: 4906-2020 Electrical Sub-Contractor: Focus Mechanical Sub-Contractor: Sunrise Plumbing Sub-Contractor: Canyon |  | 4420 CONTOUR BEND | 44894 | Lennar Homes Jolene Thompson
BUILD-017334-2022 | Water Heater | REMOVE & REPLACE EXISTING WATER HEATER WITH SEISMIC STRAPS (REQUIRED) AT THE SAME LOCATION IN A SINGLE FAMILY RESIDENCE, SAME FOR SAME. INSPECTION REQUIRED FOR THIS INSTALLATION. * NOT TANKLESS * |  | 4413 CINEMA | 44894 | Allstate Service Group Alexander Neiman
BUILD-017158-2022 | Tracts | Subdivision Name: Valley Vista 5.1 (Granbury) STP Number: 18-70006 Lot Number: 233 Plan Type: 2348 Elevation: C Number of Stories: 2 Living SF: 2348 Garage SF: 453 Porch SF: 36 Patio SF: 0 Balcony SF: [none] Fireplace: None Additional Options: [none] Model Permit #: 4906-2020 Electrical Sub-Contractor: Focus Mechanical Sub-Contractor: Sunrise Plumbing Sub-Contractor: Canyon |  | 7063 SAYONARA VISTA | 44894 | Lennar Homes Jolene Thompson
BUILD-016746-2022 | Fire Alarm | INSTALL FIRE ALARM/ MONITORING SYSTEM IN A COMMERCIAL BUILDING. SEE APPROVED PLANS FOR COMPLETE DETAILS. |  | 6215 BEESLEY | 44894 | NEXTGEN MONITORING
BUILD-017320-2022 | Water Heater | REMOVE & REPLACE EXISTING WATER HEATER WITH SEISMIC STRAPS (REQUIRED) AT THE SAME LOCATION IN A SINGLE FAMILY RESIDENCE, SAME FOR SAME. INSPECTION REQUIRED FOR THIS INSTALLATION. * NOT TANKLESS * |  | 4335 ERICA | 44894 | Yes! Air Conditioning and Plumbing Rebecca McKeown
EXT-017343-2022 | Permit Extension | *SEE OCP-018199-2021 FOR EXTENDED PERMIT* |  |  | 44894 | Western States Contracting Inc. Hilarry Rodriguez
BUILD-017338-2022 | Case | work without permits |  | 4340 SAN DIEGO | 44894
BUILD-017314-2022 | Water Heater | REMOVE & REPLACE EXISTING WATER HEATER WITH SEISMIC STRAPS (REQUIRED) AT THE SAME LOCATION IN A SINGLE FAMILY RESIDENCE, SAME FOR SAME. INSPECTION REQUIRED FOR THIS INSTALLATION. * NOT TANKLESS * |  | 2908 ASPEN CLUB | 44894 | Precision Plumbing Tom Gaede
BUILD-015865-2022 | Fire Alarm | INSTALL FIRE ALARM/ MONITORING SYSTEM IN A COMMERCIAL BUILDING. SEE APPROVED PLANS FOR COMPLETE DETAILS. |  | 4570 BERG | 44894 | ACE FIRE
BUILD-017354-2022 | Residential Solar | INSTALL ROOF MOUNTED SOLAR SYSTEM WITH PANELS TO AN EXISTING SINGLE FAMILY RESIDENCE. NUMBER OF PANELS: 13. Kilowatts: 5.2 |  | 2804 NOBILITY | 44894 | Tempo Electric Laszlo Kiraly
BUILD-017153-2022 | Tracts | Subdivision Name: Valley Vista 5.1 (Granbury) STP Number: 18-70000 Lot Number: 217 Plan Type: 2816 Elevation: C Number of Stories: 2 Living SF: 2816 Garage SF: 462 Porch SF: 153 Patio SF: 216 Balcony SF: [none] Fireplace: None Additional Options: [none] Model Permit #: 4906-2020 Electrical Sub-Contractor: Focus Mechanical Sub-Contractor: Sunrise Plumbing Sub-Contractor: Canyon |  | 4428 CONTOUR BEND | 44894 | Lennar Homes Jolene Thompson
BUILD-017353-2022 | Residential Solar | INSTALL ROOF MOUNTED SOLAR SYSTEM WITH PANELS TO AN EXISTING SINGLE FAMILY RESIDENCE. NUMBER OF PANELS: 11. Kilowatts: 4.4 |  | 2750 PEACOCK BLUE | 44894 | Tempo Electric Laszlo Kiraly
BUILD-017371-2022 | Residential Solar | INSTALL ROOF MOUNTED SOLAR SYSTEM WITH PANELS TO AN EXISTING SINGLE FAMILY RESIDENCE. NUMBER OF PANELS: 17. Kilowatts: 6.8 |  | 4535 POWELL POINT | 44895 | TELT VENTURES LLC dba 1Solar Lauren Norris
BUILD-017370-2022 | Residential Solar | INSTALL ROOF MOUNTED SOLAR SYSTEM WITH PANELS TO AN EXISTING SINGLE FAMILY RESIDENCE. NUMBER OF PANELS: 21. Kilowatts: 7.98 |  | 3812 ANDORIAN | 44895 | ION Solar Permit Department
EXT-017368-2022 | Permit Extension | *SEE OCP-007038-2021 FOR EXTENDED PERMIT* |  |  | 44895 | Western States Contracting Inc. Hilarry Rodriguez
BUILD-016449-2022 | Patio | INSTALL/CONSTRUCT A NEW PATIO COVER ATTACHED TO THE SINGLE FAMILY RESIDENCE. SEE APPROVED PLANS FOR COMPLETE DETAILS. SIZE: 10 x 12. SQUARE FOOTAGE: 120.0,, # OF FOOTINGS: N/A. PATIO TYPE: Solid. EXISTING SLAB: Existing Concrete Slab. |  | 7023 FEATHER HILL | 44895 | BELLA PATIO LLC
BUILD-016880-2022 | Sign Billboard | CNLV RED SIGN (EAST) **FEES AND PLANS ARE UNDER PERMIT 8979-2022** CONSTRUCT (1) OFF PREMISE 14' X 48' (672) BILLBOARD SIGN. QAA REQUIRED ON ITEMS: G & S BY BOND L CONSULTING. SEE APPROVED PLANS UNDER PERMIT 8979-2022 FOR COMPLETE DETAILS. CONTACT: JONES MEDIA 702-645-0092 |  | 4515 I-215 | 44895 | JONES MEDIA, LLC
EXT-017243-2022 | Permit Extension | *SEE PERMIT EXTENDED GRD-019136-2021* |  |  | 44895 | CC CONSTRUCTION Mark Prisbrey
EXT-017244-2022 | Permit Extension | *SEE EXTENDED PERMIT OCP-012955-2022* Permit extension request: 11/30/2022- 2/28/2023 |  |  | 44895 | Martin Harris Construction, LLC Darian Coats
BUILD-016787-2022 | Patio | INSTALL/CONSTRUCT A NEW PATIO COVER ATTACHED TO THE SINGLE FAMILY RESIDENCE. SEE APPROVED PLANS FOR COMPLETE DETAILS. SIZE: 10' x 14'. SQUARE FOOTAGE: 140.0,, # OF FOOTINGS: 2. PATIO TYPE: Solid. EXISTING SLAB: Dirt. |  | 5629 SAGAMORE CANYON | 44895 | CUSTOM INSTALLATION & DESIGN, INC.
BUILD-017376-2022 | Residential Solar | INSTALL ROOF MOUNTED SOLAR SYSTEM WITH PANELS TO AN EXISTING SINGLE FAMILY RESIDENCE. NUMBER OF PANELS: 18. Kilowatts: 6.57 |  | 4828 SENSITIVE | 44895 | Caballero's Electric LLC Jorge Caballero
BUILD-016335-2022 | Fire Protection System | INSTALL FIRE PROTECTION SYSTEM IN A COMMERCIAL BUILDING. SEE APPROVED PLANS FOR COMPLETE DETAILS. |  | 4555 CAMINO AL NORTE | 44895 | SOUTHERN NEVADA FIRE PROTECTION, INC.
BUILD-017401-2022 | Water Heater | REMOVE & REPLACE EXISTING WATER HEATER WITH SEISMIC STRAPS (REQUIRED) AT THE SAME LOCATION IN A SINGLE FAMILY RESIDENCE, SAME FOR SAME. INSPECTION REQUIRED FOR THIS INSTALLATION. * NOT TANKLESS * |  | 2511 GARDENIA FLOWER | 44895 | Air Squad Heating & Air conditioning LLC Armen Shakhnazaryan
BUILD-017367-2022 | Residential Solar | INSTALL ROOF MOUNTED SOLAR SYSTEM WITH PANELS TO AN EXISTING SINGLE FAMILY RESIDENCE. NUMBER OF PANELS: 26. Kilowatts: 9.62 |  | 5917 HORSEHAIR BLANKET | 44895 | Sun Source Energy Sean Crotty
EXT-017400-2022 | Permit Extension | *SEE OCP-003694-2021 FOR EXTENDED PERMIT* |  |  | 44895 | STONESCAPES, LLC Dillon Salgado
EXT-017359-2022 | Permit Extension | *SEE IOCP-013467-2022 FOR EXTENDED PERMIT* -- NEED SIGNED PERMIT COPY |  |  | 44895 | A & G CONTRACTING, LLC Michael Broadaway
BUILD-017382-2022 | Case | FIRE 11/28/2022 |  | 2209 KELLER | 44895
BUILD-016448-2022 | Patio | INSTALL/CONSTRUCT A NEW PATIO COVER ATTACHED TO THE SINGLE FAMILY RESIDENCE. SEE APPROVED PLANS FOR COMPLETE DETAILS. SIZE: 10 x 12. SQUARE FOOTAGE: 120.0,, # OF FOOTINGS: N/A. PATIO TYPE: Solid. EXISTING SLAB: Existing Concrete Slab. |  | 7026 STONE CACTUS | 44895 | BELLA PATIO LLC
BUILD-017369-2022 | Residential Solar | INSTALL ROOF MOUNTED SOLAR SYSTEM WITH PANELS TO AN EXISTING SINGLE FAMILY RESIDENCE. NUMBER OF PANELS: 18. Kilowatts: 6.66 |  | 7110 SUPERSTAR | 44895 | TELT VENTURES LLC dba 1Solar Lauren Norris
BUILD-017386-2022 | Case | FIRE MOSTLY WATER BOTTOM FLOOR THIS IS UNIT C NOT D |  | 2201 SUN | 44895
BUILD-013385-2022 | Fire Protection System | TAPESTRY TI - SPRINKLER INSTALL (859) NEW SPRINKLER HEADS IN A COMMERCIAL BUILDING. SEE APPROVED PLANS BY PATRICK NOBLE FOR COMPLETE DETAILS. CONTACT: JASON MOORE / VEGAS VALLEY FIRE 702-544-6508 jason@vvfire.com |  | 5603 EL CAMPO GRANDE | 44895 | VEGAS VALLEY FIRE DESIGN INC
BUILD-017407-2022 | Water Heater | REMOVE & REPLACE EXISTING WATER HEATER WITH SEISMIC STRAPS (REQUIRED) AT THE SAME LOCATION IN A SINGLE FAMILY RESIDENCE, SAME FOR SAME. INSPECTION REQUIRED FOR THIS INSTALLATION. * NOT TANKLESS * |  | 2305 STONE BREEZE | 44895 | Dignity Plumbing Kenneth Thomason
BUILD-016916-2022 | Fire Alarm | INSTALL FIRE ALARM/ MONITORING SYSTEM IN A COMMERCIAL BUILDING. SEE APPROVED PLANS FOR COMPLETE DETAILS. |  | 3234 DECATUR | 44895 | NEXTGEN MONITORING
BUILD-016882-2022 | Sign Billboard | CNLV RED SIGN (WEST) **FEES AND PLANS ARE UNDER PERMIT 8988-2022** CONSTRUCT (1) OFF PREMISE 14' X 48' (672) BILLBOARD SIGN. QAA REQUIRED ON ITEMS: G & S BY ???. SEE APPROVED PLANS UNDER PERMIT 8988-2022 FOR COMPLETE DETAILS. CONTACT: JONES MEDIA 702-645-0092 |  | 4515 I-215 | 44895 | JONES MEDIA, LLC
EXT-017358-2022 | Permit Extension | *SEE OCP-013400-2022 FOR EXTENDED PERMIT* |  |  | 44895 | A & G CONTRACTING, LLC Michael Broadaway
BUILD-017388-2022 | Case | ELECTRICAL INSTALLED AT CARPORT W/O PERMITS |  | 3675 CHEYENNE | 44895
BUILD-017399-2022 | Case | 2 structures without permits |  | 2204 TRAVIS | 44895
EXT-017281-2022 | Permit Extension | *PERMIT EXTENDED OCP-020521-2021* Work includes back of curb dirt trenching on North Belt Rd. to install conduit, vaults and related items tying into existing vaults that are in the sidewalk location. Existing vaults will be adjusted to final grade in the under sidewalk location. Installation of facilities continues onsite to provide services to new commercial buildings per approved NV Energy plans. |  |  | 44895 | CAPRIATI CONSTRUCTION CORP Cliff Goodrich
BUILD-017411-2022 | Temporary Power Pole | ***SEPARATE PERMIT, PLANS AND VALUATION REQUIRED FOR ELECTRICAL WORK PERFORMED ABOVE AND BEYOND A TEMPORARY POWER POLE*** INSTALL (1) TEMPORARY POWER POLE FOR CONSTRUCTION USE. NOT TO CROSS ANY STREETS, HIGHWAYS OR PUBLIC RIGHT-OF-WAYS. INSPECTION REQUIRED. |  | 6625 5TH | 44895 | Power plus Joyce Viorato
BUILD-017148-2022 | Patio | INSTALL/CONSTRUCT A NEW PATIO COVER ATTACHED TO THE SINGLE FAMILY RESIDENCE. SEE APPROVED PLANS FOR COMPLETE DETAILS. SIZE: 12x40. SQUARE FOOTAGE: 480.0,, # OF FOOTINGS: 0. PATIO TYPE: Solid. EXISTING SLAB: Existing Concrete Slab. |  | 3540 VALLEY LILY | 44895 | AMERICAN BUILDING PRODUCTS INC
BUILD-017387-2022 | Case | FIRE 11/28 THIS IS UNIT B |  | 2201 SUN | 44895
BUILD-016414-2022 | Fire Protection System | INSTALL FIRE PROTECTION SYSTEM IN A COMMERCIAL BUILDING. SEE APPROVED PLANS FOR COMPLETE DETAILS. |  | 4020 MARTIN LUTHER KING | 44895 | GENTRY EQUIPMENT LLC
BUILD-017365-2022 | Residential Solar | INSTALL ROOF MOUNTED SOLAR SYSTEM WITH PANELS TO AN EXISTING SINGLE FAMILY RESIDENCE. NUMBER OF PANELS: 29. Kilowatts: 10.73 |  | 3416 MAY TIME | 44895 | Sun Source Energy Sean Crotty
EXT-017224-2022 | Permit Extension | *PERMIT EXTENDED OCP-013130-2022* INSTALL STEET LIGHTS, PEDESTALS, BASES AND METER PEDESTAL BASES: PULL WIRE AND WIRE MAKE-UPS PER APPROVED KIMLEY-HORN & ASSOCIATES PLANS |  |  | 44895 | CAPRIATI CONSTRUCTION CORP Cliff Goodrich
BUILD-016337-2022 | Fire Protection System | INSTALL FIRE PROTECTION SYSTEM IN A COMMERCIAL BUILDING. SEE APPROVED PLANS FOR COMPLETE DETAILS. |  | 4555 CAMINO AL NORTE | 44895 | SOUTHERN NEVADA FIRE PROTECTION, INC.
EXT-015136-2022 | Permit Extension | *SEE OCP-010389-2022 FOR EXTENDED PERMIT* |  |  | 44895 | CG & B Enterprises, Inc. Tyler Zobrist
BUILD-017413-2022 | Residential Solar | INSTALL ROOF MOUNTED SOLAR SYSTEM WITH PANELS TO AN EXISTING SINGLE FAMILY RESIDENCE. NUMBER OF PANELS: 13. Kilowatts: 5.135 |  | 1318 WILD GRAIN | 44895 | Freedom Forever Belinda Simmons
BUILD-017364-2022 | Residential Solar | INSTALL ROOF MOUNTED SOLAR SYSTEM WITH PANELS TO AN EXISTING SINGLE FAMILY RESIDENCE. NUMBER OF PANELS: 19. Kilowatts: 7.03 |  | 4547 SAPPHIRE MOON | 44895 | SUNRUN BRANDY PALCHETTI
BUILD-016444-2022 | Patio | INSTALL/CONSTRUCT A NEW PATIO COVER ATTACHED TO THE SINGLE FAMILY RESIDENCE. SEE APPROVED PLANS FOR COMPLETE DETAILS. SIZE: 10 x 12. SQUARE FOOTAGE: 120.0,, # OF FOOTINGS: N/A. PATIO TYPE: Solid. EXISTING SLAB: Existing Concrete Slab. |  | 6959 FEATHER HILL | 44895 | BELLA PATIO LLC
BUILD-017383-2022 | Case | FIRE 11/28/22 UNIT B |  | 2201 SUN | 44895
BUILD-006175-2022 | Addition | ELLSWORTH RESIDENCE- ADDITION COMBINATION PERMIT: CONSTRUCT A 478 SF ROOM ADDITON IN THE EXISTING PATIO AREA AT THE REAR OF THE EXISTING FAMILY RESIDENCE. QAA REQUIRED ON W & XB BY 3B ENGINEERING. INCLUDES ELECTRICAL - ALL CITY ELECTRIC AND MECHANICAL - P-TOWN AIR **NO PLUMBING**. SEE APPROVED PLANS FOR COMPLETE DETAILS. CONTACT GABRIEL ADAME 702-722-6250 gadame@adcovegas.com office@adcovegas.com |  | 4702 STEEPLECHASE | 44895 | ADAME CONSTRUCTION ADAME CONSTRUCTION